## SHS
Half Year | Country | County (Liberia) District (Sierra Leone) | District (Liberia) Chiefdom (Sierra Leone) | Partner involved | Installed by | Type of System | Total Solar Module Size (Wp) | Project | GPS Latitude | GPS Longitude | Number of System Installed | Total Watt installed per Location
2013/12 | Sierra Leone | Western Urban | Freetown | US Embassy | ENFO | stand-alone solar system | 11700 |  |  |  | 1 | 11700
2013/12 | Sierra Leone | Western Rural | River #2 | WHH / ECREE | ENFO | stand-alone solar system | 4500 |  |  |  | 1 | 4500
2013/12 | Sierra Leone | Western Rural | River #2 | IBIS | ENFO | stand-alone solar system | 6000 |  |  |  | 1 | 6000
2015/6 | Liberia | Montserrado |  |  | EnDev | SHS | 10 | Private Installation |  |  | 8 | 80
2015/6 | Liberia | Montserrado |  |  | EnDev | SHS | 20 | Private Installation |  |  | 6 | 120
2017/6 | Liberia | Margibi | Robertsfield High. |  | Private Company | stand-alone solar system | 1000 | Private Installation |  |  | 1 | 1000
2017/6 | Liberia | Montserrado | Bural Villiage |  | Private Company | stand-alone solar system | 405 | Private Installation |  |  | 1 | 405
2017/6 | Liberia | Bong | Gbranga City |  | Private Company | stand-alone solar system | 540 | Private Installation |  |  | 1 | 540
2017/6 | Liberia | Bong | Gbranga, Kokoya |  | Private Company | stand-alone solar system | 390 | Private Installation |  |  | 1 | 390
2017/6 | Liberia | Montserrado | Dist 6 Tanker Villey |  | Private Company | stand-alone solar system | 2480 | Private Installation |  |  | 1 | 2480
2017/6 | Liberia | Margibi | Mamba Kaba | HELOG ACADEMY | Helog Academy | SHS | 4.8 | Private Installation |  |  | 3 | 14.4
2017/6 | Liberia | Margibi | Mamba Kaba | HELOG ACADEMY | Helog Academy | SHS | 4.8 | Private Installation |  |  | 1 | 4.8
2017/6 | Liberia | Margibi | Marshall | HELOG ACADEMY | Helog Academy | SHS | 1.8 | Private Installation |  |  | 2 | 3.6
2017/6 | Liberia | Grand Bassa | Compound #1 | HELOG ACADEMY | Helog Academy | SHS | 1.8 | Private Installation |  |  | 8 | 14.4
2017/6 | Liberia | Montserrado | Greater Monrovia | HELOG ACADEMY | National Adult Education Association of Liberia | SHS | 4.8 | Private Installation |  |  | 19 | 91.2
2017/6 | Liberia | Montserrado | Greater Monrovia | HELOG ACADEMY | Helog Academy | SHS | 2.5 | Private Installation |  |  | 2 | 5
2017/6 | Liberia | Margibi | Mamba Kaba | HELOG ACADEMY | Helog Academy | SHS | 2.5 | Private Installation |  |  | 2 | 5
2017/6 | Liberia | Margibi | Mamba Kaba | HELOG ACADEMY | Helog Academy | SHS | 1.8 | Private Installation |  |  | 1 | 1.8
2017/6 | Liberia | Margibi | Mamba Kaba | HELOG ACADEMY | Helog Academy | SHS | 2.5 | Private Installation |  |  | 2 | 5
2017/6 | Sierra Leone | Bombali |  |  | Private Company | SHS | 100 | Private Installation |  |  | 1 | 100
2017/6 | Sierra Leone | Western Urban | Freetown | Renewable Energy Association of Sierra Leone (REASL) | Private Company | SHS | 10 | Private Installation |  |  | 500 | 5000
2017/6 | Sierra Leone | Western Urban | Freetown | Renewable Energy Association of Sierra Leone (REASL) | Private Company | SHS | 10 | Private Installation |  |  | 2806 | 28060
2017/6 | Sierra Leone | Kono |  | Renewable Energy Association of Sierra Leone (REASL) | Playhouse Foundation | SHS | 10 | Private Installation |  |  | 1 | 10
2017/6 | Sierra Leone | Kono |  | Renewable Energy Association of Sierra Leone (REASL) | Playhouse Foundation | SHS | 10 | Private Installation |  |  | 1 | 10
2017/6 | Sierra Leone | Kono |  | Renewable Energy Association of Sierra Leone (REASL) | Playhouse Foundation | SHS | 10 | Private Installation |  |  | 1 | 10
2017/6 | Sierra Leone | Kono |  | Renewable Energy Association of Sierra Leone (REASL) | Playhouse Foundation | SHS | 10 | Private Installation |  |  | 1 | 10
2017/6 | Sierra Leone | Kono |  | Renewable Energy Association of Sierra Leone (REASL) | Playhouse Foundation | SHS | 10 | Private Installation |  |  | 1 | 10
2017/6 | Sierra Leone | Kono |  | Renewable Energy Association of Sierra Leone (REASL) | Playhouse Foundation | SHS | 10 | Private Installation |  |  | 1 | 10
2017/6 | Sierra Leone | Kono |  | Renewable Energy Association of Sierra Leone (REASL) | Playhouse Foundation | SHS | 10 | Private Installation |  |  | 1 | 10
2017/6 | Sierra Leone | Kono |  | Renewable Energy Association of Sierra Leone (REASL) | Playhouse Foundation | SHS | 10 | Private Installation |  |  | 1 | 10
2017/6 | Sierra Leone | Kono |  | Renewable Energy Association of Sierra Leone (REASL) | Playhouse Foundation | SHS | 10 | Private Installation |  |  | 1 | 10
2017/6 | Sierra Leone | Kono |  | Renewable Energy Association of Sierra Leone (REASL) | Playhouse Foundation | SHS | 10 | Private Installation |  |  | 1 | 10
2017/6 | Sierra Leone | Kono |  | Renewable Energy Association of Sierra Leone (REASL) | Playhouse Foundation | SHS | 10 | Private Installation |  |  | 1 | 10
2017/6 | Sierra Leone | Kono |  | Renewable Energy Association of Sierra Leone (REASL) | Playhouse Foundation | SHS | 10 | Private Installation |  |  | 1 | 10
2017/6 | Sierra Leone | Kono |  | Renewable Energy Association of Sierra Leone (REASL) | Playhouse Foundation | SHS | 10 | Private Installation |  |  | 1 | 10
2017/6 | Sierra Leone | Kono |  | Renewable Energy Association of Sierra Leone (REASL) | Playhouse Foundation | SHS | 10 | Private Installation |  |  | 1 | 10
2017/6 | Sierra Leone | Kono |  | Renewable Energy Association of Sierra Leone (REASL) | Playhouse Foundation | SHS | 10 | Private Installation |  |  | 1 | 10
2017/6 | Sierra Leone | Kono |  | Renewable Energy Association of Sierra Leone (REASL) | Playhouse Foundation | SHS | 10 | Private Installation |  |  | 1 | 10
2017/6 | Sierra Leone | Kono |  | Renewable Energy Association of Sierra Leone (REASL) | Playhouse Foundation | SHS | 10 | Private Installation |  |  | 1 | 10
2017/6 | Sierra Leone | Kono |  | Renewable Energy Association of Sierra Leone (REASL) | Playhouse Foundation | SHS | 10 | Private Installation |  |  | 1 | 10
2017/6 | Sierra Leone | Kono |  | Renewable Energy Association of Sierra Leone (REASL) | Playhouse Foundation | SHS | 10 | Private Installation |  |  | 1 | 10
2017/6 | Sierra Leone | Kono |  | Renewable Energy Association of Sierra Leone (REASL) | Playhouse Foundation | SHS | 10 | Private Installation |  |  | 1 | 10
2017/6 | Sierra Leone | Kono |  | Renewable Energy Association of Sierra Leone (REASL) | Playhouse Foundation | SHS | 10 | Private Installation |  |  | 1 | 10
2017/6 | Sierra Leone | Kono |  | Renewable Energy Association of Sierra Leone (REASL) | Playhouse Foundation | SHS | 10 | Private Installation |  |  | 1 | 10
2017/6 | Sierra Leone | Kono |  | Renewable Energy Association of Sierra Leone (REASL) | Playhouse Foundation | SHS | 10 | Private Installation |  |  | 1 | 10
2017/6 | Sierra Leone | Kono |  | Renewable Energy Association of Sierra Leone (REASL) | Playhouse Foundation | SHS | 10 | Private Installation |  |  | 1 | 10
2017/6 | Sierra Leone | Kono |  | Renewable Energy Association of Sierra Leone (REASL) | Playhouse Foundation | SHS | 10 | Private Installation |  |  | 1 | 10
2017/6 | Sierra Leone | Kono |  | Renewable Energy Association of Sierra Leone (REASL) | Playhouse Foundation | SHS | 10 | Private Installation |  |  | 1 | 10
2017/6 | Sierra Leone | Kono |  | Renewable Energy Association of Sierra Leone (REASL) | Playhouse Foundation | SHS | 10 | Private Installation |  |  | 1 | 10
2017/6 | Sierra Leone | Kono |  | Renewable Energy Association of Sierra Leone (REASL) | Playhouse Foundation | SHS | 10 | Private Installation |  |  | 1 | 10
2017/6 | Sierra Leone | Kono |  | Renewable Energy Association of Sierra Leone (REASL) | Playhouse Foundation | SHS | 10 | Private Installation |  |  | 1 | 10
2017/6 | Sierra Leone | Kono |  | Renewable Energy Association of Sierra Leone (REASL) | Playhouse Foundation | SHS | 10 | Private Installation |  |  | 1 | 10
2017/6 | Sierra Leone | Kono |  | Renewable Energy Association of Sierra Leone (REASL) | Playhouse Foundation | SHS | 10 | Private Installation |  |  | 1 | 10
2017/6 | Sierra Leone | Kono |  | Renewable Energy Association of Sierra Leone (REASL) | Playhouse Foundation | SHS | 10 | Private Installation |  |  | 1 | 10
2017/6 | Sierra Leone | Kono |  | Renewable Energy Association of Sierra Leone (REASL) | Playhouse Foundation | SHS | 10 | Private Installation |  |  | 1 | 10
2017/6 | Sierra Leone | Kono |  | Renewable Energy Association of Sierra Leone (REASL) | Playhouse Foundation | SHS | 10 | Private Installation |  |  | 1 | 10
2017/6 | Sierra Leone | Kono |  | Renewable Energy Association of Sierra Leone (REASL) | Playhouse Foundation | SHS | 10 | Private Installation |  |  | 1 | 10
2017/6 | Sierra Leone | Kono |  | Renewable Energy Association of Sierra Leone (REASL) | Playhouse Foundation | SHS | 10 | Private Installation |  |  | 1 | 10
2017/6 | Sierra Leone | Kono |  | Renewable Energy Association of Sierra Leone (REASL) | Playhouse Foundation | SHS | 10 | Private Installation |  |  | 1 | 10
2017/6 | Sierra Leone | Kono |  | Renewable Energy Association of Sierra Leone (REASL) | Playhouse Foundation | SHS | 10 | Private Installation |  |  | 1 | 10
2017/6 | Sierra Leone | Kono |  | Renewable Energy Association of Sierra Leone (REASL) | Playhouse Foundation | SHS | 10 | Private Installation |  |  | 1 | 10
2017/6 | Sierra Leone | Kono |  | Renewable Energy Association of Sierra Leone (REASL) | Playhouse Foundation | SHS | 10 | Private Installation |  |  | 1 | 10
2017/6 | Sierra Leone | Kono |  | Renewable Energy Association of Sierra Leone (REASL) | Playhouse Foundation | SHS | 10 | Private Installation |  |  | 1 | 10
2017/6 | Sierra Leone | Kono |  | Renewable Energy Association of Sierra Leone (REASL) | Playhouse Foundation | SHS | 10 | Private Installation |  |  | 1 | 10
2017/6 | Sierra Leone | Kono |  | Renewable Energy Association of Sierra Leone (REASL) | Playhouse Foundation | SHS | 10 | Private Installation |  |  | 1 | 10
2017/6 | Sierra Leone | Kono |  | Renewable Energy Association of Sierra Leone (REASL) | Playhouse Foundation | SHS | 10 | Private Installation |  |  | 1 | 10
2017/6 | Sierra Leone | Kono |  | Renewable Energy Association of Sierra Leone (REASL) | Playhouse Foundation | SHS | 10 | Private Installation |  |  | 1 | 10
2017/6 | Sierra Leone | Kono |  | Renewable Energy Association of Sierra Leone (REASL) | Playhouse Foundation | SHS | 10 | Private Installation |  |  | 1 | 10
2017/6 | Sierra Leone | Kono |  | Renewable Energy Association of Sierra Leone (REASL) | Playhouse Foundation | SHS | 10 | Private Installation |  |  | 1 | 10
2017/6 | Sierra Leone | Kono |  | Renewable Energy Association of Sierra Leone (REASL) | Playhouse Foundation | SHS | 10 | Private Installation |  |  | 1 | 10
2017/6 | Sierra Leone | Kono |  | Renewable Energy Association of Sierra Leone (REASL) | Playhouse Foundation | SHS | 10 | Private Installation |  |  | 1 | 10
2017/6 | Sierra Leone | Kono |  | Renewable Energy Association of Sierra Leone (REASL) | Playhouse Foundation | SHS | 10 | Private Installation |  |  | 1 | 10
2017/6 | Sierra Leone | Kono |  | Renewable Energy Association of Sierra Leone (REASL) | Playhouse Foundation | SHS | 10 | Private Installation |  |  | 1 | 10
2017/6 | Sierra Leone | Kono |  | Renewable Energy Association of Sierra Leone (REASL) | Playhouse Foundation | SHS | 10 | Private Installation |  |  | 1 | 10
2017/6 | Sierra Leone | Kono |  | Renewable Energy Association of Sierra Leone (REASL) | Playhouse Foundation | SHS | 10 | Private Installation |  |  | 1 | 10
2017/6 | Sierra Leone | Kono |  | Renewable Energy Association of Sierra Leone (REASL) | Playhouse Foundation | SHS | 10 | Private Installation |  |  | 1 | 10
2017/6 | Sierra Leone | Kono |  | Renewable Energy Association of Sierra Leone (REASL) | Playhouse Foundation | SHS | 10 | Private Installation |  |  | 1 | 10
2017/6 | Sierra Leone | Kono |  | Renewable Energy Association of Sierra Leone (REASL) | Playhouse Foundation | SHS | 10 | Private Installation |  |  | 1 | 10
2017/6 | Sierra Leone | Kono |  | Renewable Energy Association of Sierra Leone (REASL) | Playhouse Foundation | SHS | 10 | Private Installation |  |  | 1 | 10
2017/6 | Sierra Leone | Kono |  | Renewable Energy Association of Sierra Leone (REASL) | Playhouse Foundation | SHS | 10 | Private Installation |  |  | 1 | 10
2017/6 | Sierra Leone | Kono |  | Renewable Energy Association of Sierra Leone (REASL) | Playhouse Foundation | SHS | 10 | Private Installation |  |  | 1 | 10
2017/6 | Sierra Leone | Kono |  | Renewable Energy Association of Sierra Leone (REASL) | Playhouse Foundation | SHS | 10 | Private Installation |  |  | 1 | 10
2017/6 | Sierra Leone | Kono |  | Renewable Energy Association of Sierra Leone (REASL) | Playhouse Foundation | SHS | 10 | Private Installation |  |  | 1 | 10
2017/6 | Sierra Leone | Kono |  | Renewable Energy Association of Sierra Leone (REASL) | Playhouse Foundation | SHS | 10 | Private Installation |  |  | 1 | 10
2017/6 | Sierra Leone | Kono |  | Renewable Energy Association of Sierra Leone (REASL) | Playhouse Foundation | SHS | 10 | Private Installation |  |  | 1 | 10
2017/6 | Sierra Leone | Kono |  | Renewable Energy Association of Sierra Leone (REASL) | Playhouse Foundation | SHS | 10 | Private Installation |  |  | 1 | 10
2017/6 | Sierra Leone | Kono |  | Renewable Energy Association of Sierra Leone (REASL) | Playhouse Foundation | SHS | 10 | Private Installation |  |  | 1 | 10
2017/6 | Sierra Leone | Kono |  | Renewable Energy Association of Sierra Leone (REASL) | Playhouse Foundation | SHS | 10 | Private Installation |  |  | 1 | 10
2017/6 | Sierra Leone | Kono |  | Renewable Energy Association of Sierra Leone (REASL) | Playhouse Foundation | SHS | 10 | Private Installation |  |  | 1 | 10
2017/6 | Sierra Leone | Kono |  | Renewable Energy Association of Sierra Leone (REASL) | Playhouse Foundation | SHS | 10 | Private Installation |  |  | 1 | 10
2017/6 | Sierra Leone | Kono |  | Renewable Energy Association of Sierra Leone (REASL) | Playhouse Foundation | SHS | 10 | Private Installation |  |  | 1 | 10
2017/6 | Sierra Leone | Kono |  | Renewable Energy Association of Sierra Leone (REASL) | Playhouse Foundation | SHS | 10 | Private Installation |  |  | 1 | 10
2017/6 | Sierra Leone | Kono |  | Renewable Energy Association of Sierra Leone (REASL) | Playhouse Foundation | SHS | 10 | Private Installation |  |  | 1 | 10
2017/6 | Sierra Leone | Kono |  | Renewable Energy Association of Sierra Leone (REASL) | Playhouse Foundation | SHS | 10 | Private Installation |  |  | 1 | 10
2017/6 | Sierra Leone | Kono |  | Renewable Energy Association of Sierra Leone (REASL) | Playhouse Foundation | SHS | 10 | Private Installation |  |  | 1 | 10
2017/6 | Sierra Leone | Kono |  | Renewable Energy Association of Sierra Leone (REASL) | Playhouse Foundation | SHS | 10 | Private Installation |  |  | 1 | 10
2017/6 | Sierra Leone | Kono |  | Renewable Energy Association of Sierra Leone (REASL) | Playhouse Foundation | SHS | 10 | Private Installation |  |  | 1 | 10
2017/6 | Sierra Leone | Kono |  | Renewable Energy Association of Sierra Leone (REASL) | Playhouse Foundation | SHS | 10 | Private Installation |  |  | 1 | 10
2017/6 | Sierra Leone | Kono |  | Renewable Energy Association of Sierra Leone (REASL) | Playhouse Foundation | SHS | 10 | Private Installation |  |  | 1 | 10
2017/6 | Sierra Leone | Kono |  | Renewable Energy Association of Sierra Leone (REASL) | Playhouse Foundation | SHS | 10 | Private Installation |  |  | 1 | 10
2017/6 | Sierra Leone | Kono |  | Renewable Energy Association of Sierra Leone (REASL) | Playhouse Foundation | SHS | 10 | Private Installation |  |  | 1 | 10
2017/6 | Sierra Leone | Kono |  | Renewable Energy Association of Sierra Leone (REASL) | Playhouse Foundation | SHS | 10 | Private Installation |  |  | 1 | 10
2017/6 | Sierra Leone | Kono |  | Renewable Energy Association of Sierra Leone (REASL) | Playhouse Foundation | SHS | 10 | Private Installation |  |  | 1 | 10
2017/6 | Sierra Leone | Kono |  | Renewable Energy Association of Sierra Leone (REASL) | Playhouse Foundation | SHS | 10 | Private Installation |  |  | 1 | 10
2017/6 | Sierra Leone | Kono |  | Renewable Energy Association of Sierra Leone (REASL) | Playhouse Foundation | SHS | 10 | Private Installation |  |  | 1 | 10
2017/6 | Sierra Leone | Kono |  | Renewable Energy Association of Sierra Leone (REASL) | Playhouse Foundation | SHS | 10 | Private Installation |  |  | 1 | 10
2017/6 | Sierra Leone | Kono |  | Renewable Energy Association of Sierra Leone (REASL) | Playhouse Foundation | SHS | 10 | Private Installation |  |  | 1 | 10
2017/6 | Sierra Leone | Kono |  | Renewable Energy Association of Sierra Leone (REASL) | Playhouse Foundation | SHS | 10 | Private Installation |  |  | 1 | 10
2017/6 | Sierra Leone | Kono |  | Renewable Energy Association of Sierra Leone (REASL) | Playhouse Foundation | SHS | 10 | Private Installation |  |  | 1 | 10
2017/6 | Sierra Leone | Kono |  | Renewable Energy Association of Sierra Leone (REASL) | Playhouse Foundation | SHS | 10 | Private Installation |  |  | 1 | 10
2017/6 | Sierra Leone | Kono |  | Renewable Energy Association of Sierra Leone (REASL) | Playhouse Foundation | SHS | 10 | Private Installation |  |  | 1 | 10
2017/6 | Sierra Leone | Kono |  | Renewable Energy Association of Sierra Leone (REASL) | Playhouse Foundation | SHS | 10 | Private Installation |  |  | 1 | 10
2017/6 | Sierra Leone | Kono |  | Renewable Energy Association of Sierra Leone (REASL) | Playhouse Foundation | SHS | 10 | Private Installation |  |  | 1 | 10
2017/6 | Sierra Leone | Kono |  | Renewable Energy Association of Sierra Leone (REASL) | Playhouse Foundation | SHS | 10 | Private Installation |  |  | 1 | 10
2017/6 | Sierra Leone | Kono |  | Renewable Energy Association of Sierra Leone (REASL) | Playhouse Foundation | SHS | 10 | Private Installation |  |  | 1 | 10
2017/6 | Sierra Leone | Kono |  | Renewable Energy Association of Sierra Leone (REASL) | Playhouse Foundation | SHS | 10 | Private Installation |  |  | 1 | 10
2017/6 | Sierra Leone | Kono |  | Renewable Energy Association of Sierra Leone (REASL) | Playhouse Foundation | SHS | 10 | Private Installation |  |  | 1 | 10
2017/6 | Sierra Leone | Kono |  | Renewable Energy Association of Sierra Leone (REASL) | Playhouse Foundation | SHS | 10 | Private Installation |  |  | 1 | 10
2017/6 | Sierra Leone | Kono |  | Renewable Energy Association of Sierra Leone (REASL) | Playhouse Foundation | SHS | 10 | Private Installation |  |  | 1 | 10
2017/6 | Sierra Leone | Kono |  | Renewable Energy Association of Sierra Leone (REASL) | Playhouse Foundation | SHS | 10 | Private Installation |  |  | 1 | 10
2017/6 | Sierra Leone | Kono |  | Renewable Energy Association of Sierra Leone (REASL) | Playhouse Foundation | SHS | 10 | Private Installation |  |  | 1 | 10
2017/6 | Sierra Leone | Kono |  | Renewable Energy Association of Sierra Leone (REASL) | Playhouse Foundation | SHS | 10 | Private Installation |  |  | 1 | 10
2017/6 | Sierra Leone | Kono |  | Renewable Energy Association of Sierra Leone (REASL) | Playhouse Foundation | SHS | 10 | Private Installation |  |  | 1 | 10
2017/6 | Sierra Leone | Kono |  | Renewable Energy Association of Sierra Leone (REASL) | Playhouse Foundation | SHS | 10 | Private Installation |  |  | 1 | 10
2017/6 | Sierra Leone | Kono |  | Renewable Energy Association of Sierra Leone (REASL) | Playhouse Foundation | SHS | 10 | Private Installation |  |  | 1 | 10
2017/6 | Sierra Leone | Kono |  | Renewable Energy Association of Sierra Leone (REASL) | Playhouse Foundation | SHS | 10 | Private Installation |  |  | 1 | 10
2017/6 | Sierra Leone | Kono |  | Renewable Energy Association of Sierra Leone (REASL) | Playhouse Foundation | SHS | 10 | Private Installation |  |  | 1 | 10
2017/6 | Sierra Leone | Kono |  | Renewable Energy Association of Sierra Leone (REASL) | Playhouse Foundation | SHS | 10 | Private Installation |  |  | 1 | 10
2017/6 | Sierra Leone | Kono |  | Renewable Energy Association of Sierra Leone (REASL) | Playhouse Foundation | SHS | 10 | Private Installation |  |  | 1 | 10
2017/6 | Sierra Leone | Kono |  | Renewable Energy Association of Sierra Leone (REASL) | Playhouse Foundation | SHS | 10 | Private Installation |  |  | 1 | 10
2017/6 | Sierra Leone | Kono |  | Renewable Energy Association of Sierra Leone (REASL) | Playhouse Foundation | SHS | 10 | Private Installation |  |  | 1 | 10
2017/6 | Sierra Leone | Kono |  | Renewable Energy Association of Sierra Leone (REASL) | Playhouse Foundation | SHS | 10 | Private Installation |  |  | 1 | 10
2017/6 | Sierra Leone | Kono |  | Renewable Energy Association of Sierra Leone (REASL) | Playhouse Foundation | SHS | 10 | Private Installation |  |  | 1 | 10
2017/6 | Sierra Leone | Kono |  | Renewable Energy Association of Sierra Leone (REASL) | Playhouse Foundation | SHS | 10 | Private Installation |  |  | 1 | 10
2017/6 | Sierra Leone | Kono |  | Renewable Energy Association of Sierra Leone (REASL) | Playhouse Foundation | SHS | 10 | Private Installation |  |  | 1 | 10
2017/6 | Sierra Leone | Kono |  | Renewable Energy Association of Sierra Leone (REASL) | Playhouse Foundation | SHS | 10 | Private Installation |  |  | 1 | 10
2017/6 | Sierra Leone | Kono |  | Renewable Energy Association of Sierra Leone (REASL) | Playhouse Foundation | SHS | 10 | Private Installation |  |  | 1 | 10
2017/6 | Sierra Leone | Kono |  | Renewable Energy Association of Sierra Leone (REASL) | Playhouse Foundation | SHS | 10 | Private Installation |  |  | 1 | 10
2017/6 | Sierra Leone | Kono |  | Renewable Energy Association of Sierra Leone (REASL) | Playhouse Foundation | SHS | 10 | Private Installation |  |  | 1 | 10
2017/6 | Sierra Leone | Kono |  | Renewable Energy Association of Sierra Leone (REASL) | Playhouse Foundation | SHS | 10 | Private Installation |  |  | 1 | 10
2017/6 | Sierra Leone | Kono |  | Renewable Energy Association of Sierra Leone (REASL) | Playhouse Foundation | SHS | 10 | Private Installation |  |  | 1 | 10
2017/6 | Sierra Leone | Kono |  | Renewable Energy Association of Sierra Leone (REASL) | Playhouse Foundation | SHS | 10 | Private Installation |  |  | 1 | 10
2017/6 | Sierra Leone | Kono |  | Renewable Energy Association of Sierra Leone (REASL) | Playhouse Foundation | SHS | 10 | Private Installation |  |  | 1 | 10
2017/6 | Sierra Leone | Kono |  | Renewable Energy Association of Sierra Leone (REASL) | Playhouse Foundation | SHS | 10 | Private Installation |  |  | 1 | 10
2017/6 | Sierra Leone | Kono |  | Renewable Energy Association of Sierra Leone (REASL) | Playhouse Foundation | SHS | 10 | Private Installation |  |  | 1 | 10
2017/6 | Sierra Leone | Kono |  | Renewable Energy Association of Sierra Leone (REASL) | Playhouse Foundation | SHS | 10 | Private Installation |  |  | 1 | 10
2017/6 | Sierra Leone | Kono |  | Renewable Energy Association of Sierra Leone (REASL) | Playhouse Foundation | SHS | 10 | Private Installation |  |  | 1 | 10
2017/6 | Sierra Leone | Kono |  | Renewable Energy Association of Sierra Leone (REASL) | Playhouse Foundation | SHS | 10 | Private Installation |  |  | 1 | 10
2017/6 | Sierra Leone | Kono |  | Renewable Energy Association of Sierra Leone (REASL) | Playhouse Foundation | SHS | 10 | Private Installation |  |  | 1 | 10
2017/6 | Sierra Leone | Kono |  | Renewable Energy Association of Sierra Leone (REASL) | Playhouse Foundation | SHS | 10 | Private Installation |  |  | 1 | 10
2017/6 | Sierra Leone | Kono |  | Renewable Energy Association of Sierra Leone (REASL) | Playhouse Foundation | SHS | 10 | Private Installation |  |  | 1 | 10
2017/6 | Sierra Leone | Kono |  | Renewable Energy Association of Sierra Leone (REASL) | Playhouse Foundation | SHS | 10 | Private Installation |  |  | 1 | 10
2017/6 | Sierra Leone | Kono |  | Renewable Energy Association of Sierra Leone (REASL) | Playhouse Foundation | SHS | 10 | Private Installation |  |  | 1 | 10
2017/6 | Sierra Leone | Kono |  | Renewable Energy Association of Sierra Leone (REASL) | Playhouse Foundation | SHS | 10 | Private Installation |  |  | 1 | 10
2017/6 | Sierra Leone | Kono |  | Renewable Energy Association of Sierra Leone (REASL) | Playhouse Foundation | SHS | 10 | Private Installation |  |  | 1 | 10
2017/6 | Sierra Leone | Kono |  | Renewable Energy Association of Sierra Leone (REASL) | Playhouse Foundation | SHS | 10 | Private Installation |  |  | 1 | 10
2017/6 | Sierra Leone | Kono |  | Renewable Energy Association of Sierra Leone (REASL) | Playhouse Foundation | SHS | 10 | Private Installation |  |  | 1 | 10
2017/6 | Sierra Leone | Kono |  | Renewable Energy Association of Sierra Leone (REASL) | Playhouse Foundation | SHS | 10 | Private Installation |  |  | 1 | 10
2017/6 | Sierra Leone | Kono |  | Renewable Energy Association of Sierra Leone (REASL) | Playhouse Foundation | SHS | 10 | Private Installation |  |  | 1 | 10
2017/6 | Sierra Leone | Kono |  | Renewable Energy Association of Sierra Leone (REASL) | Playhouse Foundation | SHS | 10 | Private Installation |  |  | 1 | 10
2017/6 | Sierra Leone | Kono |  | Renewable Energy Association of Sierra Leone (REASL) | Playhouse Foundation | SHS | 10 | Private Installation |  |  | 1 | 10
2017/6 | Sierra Leone | Kono |  | Renewable Energy Association of Sierra Leone (REASL) | Playhouse Foundation | SHS | 10 | Private Installation |  |  | 1 | 10
2017/6 | Sierra Leone | Kono |  | Renewable Energy Association of Sierra Leone (REASL) | Playhouse Foundation | SHS | 10 | Private Installation |  |  | 1 | 10
2017/6 | Sierra Leone | Kono |  | Renewable Energy Association of Sierra Leone (REASL) | Playhouse Foundation | SHS | 10 | Private Installation |  |  | 1 | 10
2017/6 | Sierra Leone | Kono |  | Renewable Energy Association of Sierra Leone (REASL) | Playhouse Foundation | SHS | 10 | Private Installation |  |  | 1 | 10
2017/6 | Sierra Leone | Kono |  | Renewable Energy Association of Sierra Leone (REASL) | Playhouse Foundation | SHS | 10 | Private Installation |  |  | 1 | 10
2017/6 | Sierra Leone | Kono |  | Renewable Energy Association of Sierra Leone (REASL) | Playhouse Foundation | SHS | 10 | Private Installation |  |  | 1 | 10
2017/6 | Sierra Leone | Kono |  | Renewable Energy Association of Sierra Leone (REASL) | Playhouse Foundation | SHS | 10 | Private Installation |  |  | 1 | 10
2017/6 | Sierra Leone | Kono |  | Renewable Energy Association of Sierra Leone (REASL) | Playhouse Foundation | SHS | 10 | Private Installation |  |  | 1 | 10
2017/6 | Sierra Leone | Kono |  | Renewable Energy Association of Sierra Leone (REASL) | Playhouse Foundation | SHS | 10 | Private Installation |  |  | 1 | 10
2017/6 | Sierra Leone | Kono |  | Renewable Energy Association of Sierra Leone (REASL) | Playhouse Foundation | SHS | 10 | Private Installation |  |  | 1 | 10
2017/6 | Sierra Leone | Kono |  | Renewable Energy Association of Sierra Leone (REASL) | Playhouse Foundation | SHS | 10 | Private Installation |  |  | 1 | 10
2017/6 | Sierra Leone | Kono |  | Renewable Energy Association of Sierra Leone (REASL) | Playhouse Foundation | SHS | 10 | Private Installation |  |  | 1 | 10
2017/6 | Sierra Leone | Kono |  | Renewable Energy Association of Sierra Leone (REASL) | Playhouse Foundation | SHS | 10 | Private Installation |  |  | 1 | 10
2017/6 | Sierra Leone | Kono |  | Renewable Energy Association of Sierra Leone (REASL) | Playhouse Foundation | SHS | 10 | Private Installation |  |  | 1 | 10
2017/6 | Sierra Leone | Kono |  | Renewable Energy Association of Sierra Leone (REASL) | Playhouse Foundation | SHS | 10 | Private Installation |  |  | 1 | 10
2017/6 | Sierra Leone | Kono |  | Renewable Energy Association of Sierra Leone (REASL) | Playhouse Foundation | SHS | 10 | Private Installation |  |  | 1 | 10
2017/6 | Sierra Leone | Kono |  | Renewable Energy Association of Sierra Leone (REASL) | Playhouse Foundation | SHS | 10 | Private Installation |  |  | 1 | 10
2017/6 | Sierra Leone | Kenema |  | Renewable Energy Association of Sierra Leone (REASL) | Playhouse Foundation | SHS | 10 | Private Installation |  |  | 1 | 10
2017/6 | Sierra Leone | Kenema |  | Renewable Energy Association of Sierra Leone (REASL) | Playhouse Foundation | SHS | 10 | Private Installation |  |  | 1 | 10
2017/6 | Sierra Leone | Kenema |  | Renewable Energy Association of Sierra Leone (REASL) | Playhouse Foundation | SHS | 10 | Private Installation |  |  | 1 | 10
2017/6 | Sierra Leone | Kenema |  | Renewable Energy Association of Sierra Leone (REASL) | Playhouse Foundation | SHS | 10 | Private Installation |  |  | 1 | 10
2017/6 | Sierra Leone | Kenema |  | Renewable Energy Association of Sierra Leone (REASL) | Playhouse Foundation | SHS | 10 | Private Installation |  |  | 1 | 10
2017/6 | Sierra Leone | Kenema |  | Renewable Energy Association of Sierra Leone (REASL) | Playhouse Foundation | SHS | 10 | Private Installation |  |  | 1 | 10
2017/6 | Sierra Leone | Kenema |  | Renewable Energy Association of Sierra Leone (REASL) | Playhouse Foundation | SHS | 10 | Private Installation |  |  | 8 | 80
2017/6 | Sierra Leone | Kenema |  | Renewable Energy Association of Sierra Leone (REASL) | Playhouse Foundation | SHS | 10 | Private Installation |  |  | 8 | 80
2017/6 | Sierra Leone | Kenema |  | Renewable Energy Association of Sierra Leone (REASL) | Playhouse Foundation | SHS | 10 | Private Installation |  |  | 8 | 80
2017/6 | Sierra Leone | Kenema |  | Renewable Energy Association of Sierra Leone (REASL) | Playhouse Foundation | SHS | 10 | Private Installation |  |  | 8 | 80
2017/6 | Sierra Leone | Kenema |  | Renewable Energy Association of Sierra Leone (REASL) | Playhouse Foundation | SHS | 10 | Private Installation |  |  | 8 | 80
2017/6 | Sierra Leone | Kenema |  | Renewable Energy Association of Sierra Leone (REASL) | Playhouse Foundation | SHS | 10 | Private Installation |  |  | 8 | 80
2017/6 | Sierra Leone | Kenema |  | Renewable Energy Association of Sierra Leone (REASL) | Playhouse Foundation | SHS | 10 | Private Installation |  |  | 8 | 80
2017/6 | Sierra Leone | Kenema |  | Renewable Energy Association of Sierra Leone (REASL) | Playhouse Foundation | SHS | 10 | Private Installation |  |  | 8 | 80
2017/6 | Sierra Leone | Kenema |  | Renewable Energy Association of Sierra Leone (REASL) | Playhouse Foundation | SHS | 10 | Private Installation |  |  | 8 | 80
2017/6 | Sierra Leone | Kenema |  | Renewable Energy Association of Sierra Leone (REASL) | Playhouse Foundation | SHS | 10 | Private Installation |  |  | 8 | 80
2017/6 | Sierra Leone | Kenema |  | Renewable Energy Association of Sierra Leone (REASL) | Playhouse Foundation | SHS | 10 | Private Installation |  |  | 2 | 20
2017/6 | Sierra Leone | Kenema |  | Renewable Energy Association of Sierra Leone (REASL) | Playhouse Foundation | SHS | 10 | Private Installation |  |  | 2 | 20
2017/6 | Sierra Leone | Kailahun |  | Renewable Energy Association of Sierra Leone (REASL) | Playhouse Foundation | SHS | 10 | Private Installation |  |  | 2 | 20
2017/6 | Sierra Leone | Kailahun |  | Renewable Energy Association of Sierra Leone (REASL) | Playhouse Foundation | SHS | 10 | Private Installation |  |  | 2 | 20
2017/6 | Sierra Leone | Kailahun |  | Renewable Energy Association of Sierra Leone (REASL) | Playhouse Foundation | SHS | 10 | Private Installation |  |  | 2 | 20
2017/6 | Sierra Leone | Kailahun |  | Renewable Energy Association of Sierra Leone (REASL) | Playhouse Foundation | SHS | 10 | Private Installation |  |  | 2 | 20
2017/6 | Sierra Leone | Kailahun |  | Renewable Energy Association of Sierra Leone (REASL) | Playhouse Foundation | SHS | 10 | Private Installation |  |  | 2 | 20
2017/6 | Sierra Leone | Kailahun |  | Renewable Energy Association of Sierra Leone (REASL) | Playhouse Foundation | SHS | 10 | Private Installation |  |  | 2 | 20
2017/6 | Sierra Leone | Kailahun |  | Renewable Energy Association of Sierra Leone (REASL) | Playhouse Foundation | SHS | 10 | Private Installation |  |  | 4 | 40
2017/6 | Sierra Leone | Kailahun |  | Renewable Energy Association of Sierra Leone (REASL) | Playhouse Foundation | SHS | 10 | Private Installation |  |  | 4 | 40
2017/6 | Sierra Leone | Kailahun |  | Renewable Energy Association of Sierra Leone (REASL) | Playhouse Foundation | SHS | 10 | Private Installation |  |  | 4 | 40
2017/6 | Sierra Leone | Kailahun |  | Renewable Energy Association of Sierra Leone (REASL) | Playhouse Foundation | SHS | 10 | Private Installation |  |  | 4 | 40
2017/6 | Sierra Leone | Kailahun |  | Renewable Energy Association of Sierra Leone (REASL) | Playhouse Foundation | SHS | 10 | Private Installation |  |  | 4 | 40
2017/6 | Sierra Leone | Kailahun |  | Renewable Energy Association of Sierra Leone (REASL) | Playhouse Foundation | SHS | 10 | Private Installation |  |  | 4 | 40
2017/6 | Sierra Leone | Kailahun |  | Renewable Energy Association of Sierra Leone (REASL) | Playhouse Foundation | SHS | 10 | Private Installation |  |  | 4 | 40
2017/6 | Sierra Leone | Kailahun |  | Renewable Energy Association of Sierra Leone (REASL) | Playhouse Foundation | SHS | 10 | Private Installation |  |  | 4 | 40
2017/6 | Sierra Leone | Kailahun |  | Renewable Energy Association of Sierra Leone (REASL) | Playhouse Foundation | SHS | 10 | Private Installation |  |  | 4 | 40
2017/6 | Sierra Leone | Kailahun |  | Renewable Energy Association of Sierra Leone (REASL) | Playhouse Foundation | SHS | 10 | Private Installation |  |  | 1 | 10
2017/6 | Sierra Leone | Kailahun |  | Renewable Energy Association of Sierra Leone (REASL) | Playhouse Foundation | SHS | 10 | Private Installation |  |  | 1 | 10
2017/6 | Sierra Leone | Kailahun |  | Renewable Energy Association of Sierra Leone (REASL) | Playhouse Foundation | SHS | 10 | Private Installation |  |  | 1 | 10
2017/6 | Sierra Leone | Kailahun |  | Renewable Energy Association of Sierra Leone (REASL) | Playhouse Foundation | SHS | 10 | Private Installation |  |  | 1 | 10
2017/6 | Sierra Leone | Kailahun |  | Renewable Energy Association of Sierra Leone (REASL) | Playhouse Foundation | SHS | 10 | Private Installation |  |  | 1 | 10
2017/6 | Sierra Leone | Kailahun |  | Renewable Energy Association of Sierra Leone (REASL) | Playhouse Foundation | SHS | 10 | Private Installation |  |  | 1 | 10
2017/6 | Sierra Leone | Kambia |  | Renewable Energy Association of Sierra Leone (REASL) | Private Company | SHS | 20 | Private Installation |  |  | 15 | 300
2017/6 | Sierra Leone | Western Urban |  | Renewable Energy Association of Sierra Leone (REASL) | Private Company | SHS | 20 | Private Installation |  |  | 5 | 100
2017/6 | Sierra Leone | Kambia |  | Renewable Energy Association of Sierra Leone (REASL) | Private Company | SHS | 30 | Private Installation |  |  | 10 | 300
2017/6 | Sierra Leone | Western Urban |  | Renewable Energy Association of Sierra Leone (REASL) | Private Company | SHS | 30 | Private Installation |  |  | 8 | 240
2017/6 | Sierra Leone | Western Urban |  | Renewable Energy Association of Sierra Leone (REASL) | Private Company | SHS | 35 | Private Installation |  |  | 400 | 14000
2017/6 | Sierra Leone | Western Urban |  | Renewable Energy Association of Sierra Leone (REASL) | Private Company | SHS | 10 | Private Installation |  |  | 22 | 220
2017/6 | Sierra Leone | Western Rural |  | Renewable Energy Association of Sierra Leone (REASL) | Private Company | SHS | 50 | Private Installation |  |  | 15 | 750
2017/6 | Sierra Leone | Western Rural |  | Renewable Energy Association of Sierra Leone (REASL) | Private Company | SHS | 500 | Private Installation |  |  | 15 | 7500
2017/6 | Sierra Leone | Western Rural |  | Renewable Energy Association of Sierra Leone (REASL) | Private Company | SHS | 100 | Private Installation |  |  | 5 | 500
2017/6 | Sierra Leone | Western Urban | Freetown | Renewable Energy Association of Sierra Leone (REASL) | Private Company | SHS | 330 | Private Installation |  |  | 15 | 4950
2017/12 | Sierra Leone | Western Urban | Freetown |  | Private Company | SHS | 900 | Private Installation | 8.4399 | -13.2773 | 1 | 900
2017/12 | Sierra Leone | Western Urban | Freetown |  | Private Company | SHS | 1000 | Private Installation | 8.4611 | -13.1889 | 1 | 1000
2017/12 | Sierra Leone | Kenema | Nongowa |  | Private Company | SHS | 480 | Private Installation | 7.8728 | -11.1866 | 1 | 480
2017/12 | Sierra Leone | Kenema | Nongowa |  | Private Company | SHS | 600 | Private Installation | 7.8766 | -11.1867 | 1 | 600
2017/12 | Sierra Leone | Western Rural |  |  | Private Company | SHS | 600 | Private Installation | 8.3376 | -13.041 | 1 | 600
2017/12 | Sierra Leone | Kenema | Nongowa |  | Private Company | SHS | 600 | Private Installation | 7.8859 | -11.167 | 1 | 600
2017/12 | Sierra Leone | Kenema | Nongowa |  | Private Company | SHS | 600 | Private Installation | 7.8852 | -11.1664 | 1 | 600
2017/12 | Sierra Leone | Kenema | Nongowa |  | Private Company | SHS | 600 | Private Installation | 7.8824 | -11.1666 | 1 | 600
2017/12 | Sierra Leone | Kenema | Nongowa |  | Private Company | SHS | 450 | Private Installation | 7.882 | -11.1664 | 1 | 450
2017/12 | Sierra Leone | Kenema | Nongowa |  | Private Company | SHS | 600 | Private Installation | 7.8813 | -11.1705 | 1 | 600
2017/12 | Sierra Leone | Kenema | Nongowa |  | Private Company | SHS | 300 | Private Installation | 7.8873 | -11.1765 | 1 | 300
2017/12 | Sierra Leone | Kenema | Nongowa |  | Private Company | SHS | 900 | Private Installation | 7.8878 | -11.1767 | 1 | 900
2017/12 | Sierra Leone | Kenema | Nongowa |  | Private Company | SHS | 1200 | Private Installation | 7.897 | -11.1684 | 1 | 1200
2017/12 | Sierra Leone | Kenema | Nongowa |  | Private Company | SHS | 900 | Private Installation | 7.9088 | -11.1751 | 1 | 900
2017/12 | Sierra Leone | Kenema | Nongowa |  | Private Company | SHS | 800 | Private Installation | 7.8805 | -11.1631 | 1 | 800
2017/12 | Sierra Leone | Kenema | Nongowa |  | Private Company | SHS | 600 | Private Installation | 7.8895 | -11.1692 | 1 | 600
2017/12 | Sierra Leone | Kenema | Nongowa |  | Private Company | SHS | 900 | Private Installation | 7.8933 | -11.1639 | 1 | 900
2017/12 | Sierra Leone | Kenema | Nongowa |  | Private Company | SHS | 600 | Private Installation | 7.913 | -11.1639 | 1 | 600
2017/12 | Sierra Leone | Kenema | Nongowa |  | Private Company | SHS | 200 | Private Installation | 7.9118 | -11.1612 | 1 | 200
2017/12 | Sierra Leone | Kenema | Nongowa |  | Private Company | SHS | 200 | Private Installation | 7.8813 | -11.1802 | 1 | 200
2017/12 | Sierra Leone | Kenema | Upper Banbara |  | Private Company | SHS | 600 | Private Installation | 8.1004 | -10.6938 | 1 | 600
2017/12 | Sierra Leone | Kenema | Upper Banbara |  | Private Company | SHS | 1200 | Private Installation | 8.095 | -10.6938 | 1 | 1200
2017/12 | Sierra Leone | Kenema | Nongowa |  | Private Company | SHS | 2500 | Private Installation | 7.847 | -11.2268 | 1 | 2500
2017/12 | Sierra Leone | Kenema | Nongowa |  | Private Company | SHS | 1350 | Private Installation | 7.868 | -11.1971 | 1 | 1350
2017/12 | Sierra Leone | Kenema | Nongowa |  | Private Company | SHS | 900 | Private Installation | 7.851 | -11.1847 | 1 | 900
2017/12 | Sierra Leone | Kenema | Nongowa |  | Private Company | SHS | 1500 | Private Installation | 7.8498 | -11.1847 | 1 | 1500
2017/12 | Sierra Leone | Kenema | Nongowa |  | Private Company | SHS | 450 | Private Installation | 7.8487 | -11.1858 | 1 | 450
2017/12 | Sierra Leone | Kenema | Nongowa |  | Private Company | SHS | 450 | Private Installation | 7.8548 | -11.1769 | 1 | 450
2017/12 | Sierra Leone | Kenema | Nongowa |  | Private Company | SHS | 450 | Private Installation | 7.868 | -11.1878 | 1 | 450
2017/12 | Sierra Leone | Kenema | Nongowa |  | Private Company | SHS | 450 | Private Installation | 7.8879 | -11.1701 | 1 | 450
2017/12 | Sierra Leone | Kenema | Nongowa |  | Private Company | SHS | 450 | Private Installation | 7.846 | -11.1846 | 1 | 450
2017/12 | Liberia | Montserrado | Greater Monrovia |  | Private Company | SHS | 2480 | Private Installation |  |  | 1 | 2480
2017/12 | Liberia | Montserrado | Greater Monrovia |  | Private Company | SHS | 1560 | Private Installation |  |  | 1 | 1560
2017/12 | Liberia | Montserrado | Greater Monrovia |  | Private Company | SHS | 3120 | Private Installation |  |  | 1 | 3120
2017/12 | Liberia | Montserrado | Greater Monrovia |  | Private Company | SHS | 3720 | Private Installation |  |  | 1 | 3720
2017/12 | Sierra Leone | Western Rural |  | Renewable Energy Association of Sierra Leone (REASL) | Private Company | SHS | 35 | Private Installation |  |  | 8 | 280
2017/12 | Sierra Leone | Kailahun |  | Renewable Energy Association of Sierra Leone (REASL) | Private Company | SHS | 35 | Private Installation |  |  | 8 | 280
2017/12 | Sierra Leone | Kenema |  | Renewable Energy Association of Sierra Leone (REASL) | Private Company | SHS | 35 | Private Installation |  |  | 8 | 280
2017/12 | Sierra Leone | Kono |  | Renewable Energy Association of Sierra Leone (REASL) | Private Company | SHS | 35 | Private Installation |  |  | 8 | 280
2017/12 | Sierra Leone | Port Loko |  | Renewable Energy Association of Sierra Leone (REASL) | Private Company | SHS | 35 | Private Installation |  |  | 8 | 280
2017/12 | Sierra Leone | Bo |  | Renewable Energy Association of Sierra Leone (REASL) | Private Company | SHS | 35 | Private Installation |  |  | 8 | 280
2017/12 | Sierra Leone | Bonthe |  | Renewable Energy Association of Sierra Leone (REASL) | Private Company | SHS | 35 | Private Installation |  |  | 8 | 280
2017/12 | Sierra Leone | Moyamba |  | Renewable Energy Association of Sierra Leone (REASL) | Private Company | SHS | 35 | Private Installation |  |  | 8 | 280
2017/12 | Sierra Leone | Pujehun |  | Renewable Energy Association of Sierra Leone (REASL) | Private Company | SHS | 35 | Private Installation |  |  | 8 | 280
2017/12 | Sierra Leone | Western Rural |  | Renewable Energy Association of Sierra Leone (REASL) | Private Company | SHS | 35 | Private Installation |  |  | 8 | 280
2017/12 | Sierra Leone | Kailahun |  | Renewable Energy Association of Sierra Leone (REASL) | Private Company | SHS | 35 | Private Installation |  |  | 2 | 70
2017/12 | Sierra Leone | Kenema |  | Renewable Energy Association of Sierra Leone (REASL) | Private Company | SHS | 35 | Private Installation |  |  | 2 | 70
2017/12 | Sierra Leone | Kono |  | Renewable Energy Association of Sierra Leone (REASL) | Private Company | SHS | 35 | Private Installation |  |  | 2 | 70
2017/12 | Sierra Leone | Port Loko |  | Renewable Energy Association of Sierra Leone (REASL) | Private Company | SHS | 35 | Private Installation |  |  | 2 | 70
2017/12 | Sierra Leone | Bo |  | Renewable Energy Association of Sierra Leone (REASL) | Private Company | SHS | 35 | Private Installation |  |  | 2 | 70
2017/12 | Sierra Leone | Bonthe |  | Renewable Energy Association of Sierra Leone (REASL) | Private Company | SHS | 35 | Private Installation |  |  | 2 | 70
2017/12 | Sierra Leone | Moyamba |  | Renewable Energy Association of Sierra Leone (REASL) | Private Company | SHS | 35 | Private Installation |  |  | 2 | 70
2017/12 | Sierra Leone | Pujehun |  | Renewable Energy Association of Sierra Leone (REASL) | Private Company | SHS | 35 | Private Installation |  |  | 2 | 70
2017/12 | Sierra Leone | Western Rural |  | Renewable Energy Association of Sierra Leone (REASL) | Private Company | SHS | 70 | Private Installation |  |  | 4 | 280
2017/12 | Sierra Leone | Kailahun |  | Renewable Energy Association of Sierra Leone (REASL) | Private Company | SHS | 70 | Private Installation |  |  | 4 | 280
2017/12 | Sierra Leone | Kenema |  | Renewable Energy Association of Sierra Leone (REASL) | Private Company | SHS | 70 | Private Installation |  |  | 4 | 280
2017/12 | Sierra Leone | Kono |  | Renewable Energy Association of Sierra Leone (REASL) | Private Company | SHS | 70 | Private Installation |  |  | 4 | 280
2017/12 | Sierra Leone | Port Loko |  | Renewable Energy Association of Sierra Leone (REASL) | Private Company | SHS | 70 | Private Installation |  |  | 4 | 280
2017/12 | Sierra Leone | Bo |  | Renewable Energy Association of Sierra Leone (REASL) | Private Company | SHS | 70 | Private Installation |  |  | 4 | 280
2017/12 | Sierra Leone | Bonthe |  | Renewable Energy Association of Sierra Leone (REASL) | Private Company | SHS | 70 | Private Installation |  |  | 4 | 280
2017/12 | Sierra Leone | Moyamba |  | Renewable Energy Association of Sierra Leone (REASL) | Private Company | SHS | 70 | Private Installation |  |  | 4 | 280
2017/12 | Sierra Leone | Pujehun |  | Renewable Energy Association of Sierra Leone (REASL) | Private Company | SHS | 70 | Private Installation |  |  | 4 | 280
2018/6 | Liberia | Montserrado | St. Paul |  | Private Company | SHS | 780 | Private Installation |  |  | 1 | 780
2018/6 | Liberia | Montserrado | Greater Monrovia |  | Private Company | SHS | 1890 | Private Installation |  |  | 1 | 1890
2018/6 | Liberia | Montserrado | Greater Monrovia |  | Private Company | SHS | 2360 | Private Installation |  |  | 1 | 2360
2018/6 | Liberia | Montserrado | St. Paul |  | Private Company | SHS | 1890 | Private Installation |  |  | 1 | 1890
2018/6 | Liberia | Margibi | Mamba Kaba |  | Private Company | SHS | 1890 | Private Installation |  |  | 1 | 1890
2018/6 | Liberia | Montserrado | St. Paul |  | Private Company | SHS | 3540 | Private Installation |  |  | 1 | 3540
2018/6 | Liberia | Montserrado | Greater Monrovia |  | Private Company | SHS | 810 | Private Installation |  |  | 1 | 810
2018/6 | Liberia | Montserrado | Greater Monrovia |  | Private Company | SHS | 810 | Private Installation |  |  | 1 | 810
2018/6 | Liberia | Margibi | Mamba Kaba |  | Private Company | SHS | 2950 | Private Installation |  |  | 1 | 2950
2018/6 | Liberia | Lofa | Vonjama | Plan International/EU | Private Company | mini-grid | 16380 | Light Up Our Future | 8° 37.341’N | 9° 48.936’W | 1 | 16380
2018/6 | Liberia | Lofa | Foya | Plan International/EU | Private Company | mini-grid | 23400 | Light Up Our Future | 8° 13.124’N | 10° 16.335’W | 1 | 23400
2018/6 | Liberia | Lofa | Quardu-Gboni | Plan International/EU | Private Company | mini-grid | 22620 | Light Up Our Future | 8° 23.730’N | 9° 35.720’W | 1 | 22620
2018/6 | Liberia | Lofa | Kolahun | Plan International/EU | Private Company | mini-grid | 11700 | Light Up Our Future | 8° 14.410’N | 10° 8.100’W | 1 | 11700
2018/6 | Liberia | Lofa | Kolahun | Plan International/EU | Private Company | mini-grid | 22620 | Light Up Our Future | 8° 22.088’N | 10° 2.783’W | 1 | 22620
2018/6 | Sierra Leone | Western Rural | Waterloo |  | Private Company | SHS | 150 | Private Installation |  |  | 1 | 150
2018/6 | Sierra Leone | Western Urban | Goderich |  | Private Company | SHS | 540 | Private Installation |  |  | 1 | 540
2018/6 | Sierra Leone | Western Rural | Grafton |  | Private Company | SHS | 3200 | Private Installation |  |  | 1 | 3200
2018/6 | Sierra Leone | Western Urban | Mambo |  | Private Company | SHS | 2700 | Private Installation |  |  | 1 | 2700
2018/6 | Sierra Leone | Western Urban | Tengbe Town |  | Private Company | SHS | 1600 | Private Installation |  |  | 1 | 1600
2018/6 | Sierra Leone | Western Urban | Church Yard |  | Private Company | SHS | 1600 | Private Installation |  |  | 1 | 1600
2018/6 | Sierra Leone | Kailahun | Njaluahun, Segbwema | WHH, Oxfam, ENFO, COOPI, EU | ENFO | mini-grid | 127575 | Promoting Renewable Energy Services for Social Development (PRESSD-SL) |  |  | 1 | 127575
2018/6 | Sierra Leone | Western Urban | Freetown | Renewable Energy Association of Sierra Leone (REASL) | Private Company | solar fridge | 400 | Private Installation |  |  | 1 | 400
2018/6 | Sierra Leone | Kambia | Kambia II | Renewable Energy Association of Sierra Leone (REASL) | Private Company | SHS | 2000 | Private Installation |  |  | 1 | 2000
2018/6 | Sierra Leone | Kono | Koidu | Renewable Energy Association of Sierra Leone (REASL) | Private Company | SHS | 2000 | Private Installation |  |  | 1 | 2000
2018/6 | Sierra Leone | Kenema | Lower Bambara, Panguma | WHH, Oxfam, ENFO, COOPI, EU | ENFO | mini-grid | 66000 | Promoting Renewable Energy Services for Social Development (PRESSD-SL) |  |  | 1 | 66000
[11 empty] | TOTAL Watt installed | 453875.2
= 454kW

## SHS SI
Half Year | Country | County (Liberia) District (Sierra Leone) | District (Liberia) Chiefdom (Sierra Leone) | Partner involved | Installed by | Name of Social Institution | Type of Social Institution | Type of System | Total Solar Module Size (Wp) | Project | GPS Latitude | GPS Longitude | Number of Systems Installed | Total Watt installed per Location
2012/12 | Sierra Leone | Bo | Bo | UNIDO | Private Company | Industrial Growth Centre | training centre | stand-alone solar system | 25000 |  |  |  | 1 | 25000
2012/12 | Sierra Leone | Kenema | Kpandebu | UNIDO | Private Company | Kpandebu Growth Centre | training centre | stand-alone solar system | 11000 |  |  |  | 1 | 11000
2012/12 | Sierra Leone | Pujehun | Pujehun | UNIDO | Private Company | Pujehun Growth Centre | training centre | stand-alone solar system | 16000 |  |  |  | 1 | 16000
2013/12 | Sierra Leone | Kambia | Kambia | UNIDO | Private Company | Kambia Growth Centre | training centre | stand-alone solar system | 16000 |  |  |  | 1 | 16000
2013/12 | Sierra Leone | Moyamba | Rotifunk | UNIDO | Private Company | Skills Training Centre | training centre | stand-alone solar system | 5000 |  |  |  | 1 | 5000
2013/12 | Sierra Leone | Moyamba | Moyamba | UNIDO | Private Company | Moyamba District Council | training centre | stand-alone solar system | 5000 |  |  |  | 1 | 5000
2013/12 | Sierra Leone | Western Rural | Newton | UNIDO | Private Company | Sierra Leone Agriculture Business Initiative (SABI) | training centre | stand-alone solar system | 5000 |  |  |  | 1 | 5000
2013/12 | Sierra Leone | Western Rural | Near Newton | UNIDO | Private Company | Obasanjo Vocational Training Centre | training centre | stand-alone solar system | 5000 |  |  |  | 1 | 5000
2013/12 | Sierra Leone | Bombali | Gbenmdembu | UNIDO | Private Company | Wesleyan Christian College | training centre | stand-alone solar system | 5000 |  |  |  | 1 | 5000
2013/12 | Sierra Leone | Bombali | Kamakwie | UNIDO | Private Company | Sellea Vocational Institute | training centre | stand-alone solar system | 5000 |  |  |  | 1 | 5000
2013/12 | Sierra Leone | Bombali | Binkolo | UNIDO | Private Company | Binkolo Growth Centre | training centre | stand-alone solar system | 5000 |  |  |  | 1 | 5000
2013/12 | Sierra Leone | Kailahun | Koindu | UNIDO | Private Company | Koindu Growth Centre | training centre | stand-alone solar system | 5000 |  |  |  | 1 | 5000
2013/12 | Sierra Leone | Port Loko | Konta Line | UNIDO | Private Company | Barefoot College | training centre | stand-alone solar system | 5000 |  |  |  | 1 | 5000
2013/12 | Sierra Leone | Western Urban | Freetown | UNIDO | Private Company | Forahbay Engineering College | training centre | stand-alone solar system | 5000 |  |  |  | 1 | 5000
2013/12 | Sierra Leone | Moyamba | Njala | UNIDO | Private Company | Njala University | training centre | stand-alone solar system | 5000 |  |  |  | 1 | 5000
2013/12 | Sierra Leone | Bombali | Makeni | UNIDO | Private Company | Bombali District Council | training centre | stand-alone solar system | 5000 |  |  |  | 1 | 5000
2009/12 | Sierra Leone | Bombali | Kamakwie | Free Collective / Orphange Fund | ENFO | Kamakwie Orphanage | orphanage | stand-alone solar system | 350 |  |  |  | 1 | 350
2010/6 | Sierra Leone | Western Rural | Lakka | EFO | ENFO | EFO Office | office | stand-alone solar system | 525 |  |  |  | 1 | 525
2010/6 | Sierra Leone | Bombali | Kamakwie | Leslie and Jacl< McKeon / Friends Of Sierra Leone | ENFO | Kamakwie Senior Secondary School | school | stand-alone solar system | 1500 |  |  |  | 1 | 1500
2010/6 | Sierra Leone | Bombali | Kamakwie | AusAID | ENFO | Kamakwie Community Centre | community centre | stand-alone solar system | 350 |  |  |  | 1 | 350
2010/6 | Sierra Leone | Bombali | Kamakwie | AusAID | ENFO | Wesleyan Hospital | hospital | stand-alone solar system | 1050 |  |  |  | 1 | 1050
2010/6 | Sierra Leone | Bombali | Kamalo | AusAID | ENFO | Kamalo Primary School | school | stand-alone solar system | 175 |  |  |  | 1 | 175
2010/6 | Sierra Leone | Bombali | Kamalo | AusAID | ENFO | Kamalo Community Health Centre | health centre | stand-alone solar system | 350 |  |  |  | 1 | 350
2010/6 | Sierra Leone | Kono | Koidu | EWB - USA | ENFO | Wellbody Clinic | clinic | stand-alone solar system | 2100 |  |  |  | 1 | 2100
2010/12 | Sierra Leone | Kailahun | Koindu | None | ENFO | Koindu Youth Centre | community centre | SHS | 50 |  |  |  | 1 | 50
2010/12 | Sierra Leone | Western Rural | Lakka | AusAID | ENFO | Lal<ka Community Centre | community centre | stand-alone solar system | 350 |  |  |  | 1 | 350
2010/12 | Sierra Leone | Port Loko | Port Loko | Arts Foundation | ENFO | St. Martin's Orohanage | church | stand-alone solar system | 1575 |  |  |  | 1 | 1575
2010/12 | Sierra Leone | Bombali | Kamabai | Selffunded/BP Solar/Outback/ Kamabai | ENFO | Kamabai Senior Secondary School | school | stand-alone solar system | 880 |  |  |  | 1 | 880
2010/12 | Sierra Leone | Bombali | Makeni | None | ENFO | EFO Office | office | stand-alone solar system | 440 |  |  |  | 1 | 440
2010/12 | Sierra Leone | Kailahun | Kailahun | UNFPA/GoSL | ENFO | Kailahun District Hospital | hospital | stand-alone solar system | 4725 |  |  |  | 1 | 4725
2010/12 | Sierra Leone | Western Urban | Freetown | UNFPA/GoSL | ENFO | Rokupa Government Hospital | office | stand-alone solar system | 2625 |  |  |  | 1 | 2625
2011/6 | Sierra Leone | Bombali | Gbendembu | AusAID/FoG/ Outback / BP Solar | ENFO | Gbendembu SSS | school | stand-alone solar system | 2070 |  |  |  | 1 | 2070
2011/6 | Sierra Leone | Western Rural | River 2 | WHH | ENFO | Community Tourism | tourism | stand-alone solar system | 2220 |  |  |  | 1 | 2220
2011/6 | Sierra Leone | Bombali | Gbendembu | AusAID/FoG/ Outback / BP Solar | ENFO | Gbendembu СНС | health centre | stand-alone solar system | 460 |  |  |  | 1 | 460
2011/6 | Sierra Leone | Bombali | Kamabai | AusAID/FoG/ Outback / BP Solar | ENFO | Kamabai Senior Secondary School -Unsrade | school | stand-alone solar system | 500 |  |  |  | 1 | 500
2011/6 | Sierra Leone | Bombali | Kamabai | AusAID/FoG/ Outback / BP Solar | ENFO | Kamabai СНС | health centre | stand-alone solar system | 230 |  |  |  | 1 | 230
2011/12 | Sierra Leone | Koinadugu | Kabala | World Bank | ENFO | Kabala District Council | office | stand-alone solar system | 10000 |  |  |  | 1 | 10000
2011/12 | Sierra Leone | Kambia | Kambia | World Bank | ENFO | Kambia District Council | office | stand-alone solar system | 10000 |  |  |  | 1 | 10000
2011/12 | Sierra Leone | Kailahun | Kailahun | World Bank | ENFO | Kailahun District Council | office | stand-alone solar system | 10000 |  |  |  | 1 | 10000
2011/12 | Sierra Leone | Pujehun | Pujehun | World Bank | ENFO | Pujehun District Council | office | stand-alone solar system | 10000 |  |  |  | 1 | 10000
2011/12 | Sierra Leone | Bonthe | Mattru Jong | World Bank | ENFO | Matru Jong District Council | office | stand-alone solar system | 10000 |  |  |  | 1 | 10000
2011/12 | Sierra Leone | Bonthe | Bonthe Island | World Bank | ENFO | Benthe Island Council | office | stand-alone solar system | 10000 |  |  |  | 1 | 10000
2011/12 | Sierra Leone | Bombali | Kamakwie | Fair Trade Mining | ENFO | Kamakwie Resource Centre | training centre | stand-alone solar system | 1110 |  |  |  | 1 | 1110
2011/12 | Sierra Leone | Bonthe | Mattru Jong | EWB - USA | ENFO | Centennial Secondary School | school | stand-alone solar system | 180 |  |  |  | 1 | 180
2012/6 | Sierra Leone | Koinadugu | Kabala | Schools of Sierra Leone | ENFO | CRC JSS | school | stand-alone solar system | 2220 |  |  |  | 1 | 2220
2012/6 | Sierra Leone | Western Urban | Freetown | WHH | ENFO | WAPFOR Office | office | stand-alone solar system | 1200 |  |  |  | 1 | 1200
2012/12 | Sierra Leone |  | Madina | WAAME | ENFO | Madina Community Health Post | health centre | stand-alone solar system | 380 |  |  |  | 1 | 380
2012/12 | Sierra Leone | Bombali | Kamakwie | WAAME/ Sunpower | ENFO | Wesleyan Hospital | hospital | stand-alone solar system | 5520 |  |  |  | 1 | 5520
2012/12 | Sierra Leone | Western Urban | Freetown | BBC Media Action | ENFO | BBC Media Action Office | office | stand-alone solar system | 3200 |  |  |  | 1 | 3200
2013/6 | Sierra Leone |  |  | Various | ENFO | CHC / CHP Project | health centre | stand-alone solar system | 800 |  |  |  | 15 | 12000
2013/6 | Sierra Leone | Bo |  | ASI / DfID | ENFO | WASH | community centre | stand-alone solar system | 210 |  |  |  | 9 | 1890
2013/6 | Sierra Leone | Bo | Bo | Abel Foundation | ENFO | Bo Government Hosptial | office | stand-alone solar system | 3600 |  |  |  | 1 | 3600
2013/6 | Sierra Leone | Kono | Koidu | Revenue Development Foundation | ENFO | Koidu Town Council | office | stand-alone solar system | 400 |  |  |  | 2 | 800
2013/12 | Sierra Leone | Bo | Bo | Deeper Mission | ENFO | Bo Deaf School | school | stand-alone solar system | 1200 |  |  |  | 1 | 1200
2013/12 | Sierra Leone | Kono | Kono | UNOPS | ENFO | Pediatric Wards | health centre | stand-alone solar system | 6000 |  |  |  | 1 | 6000
2013/12 | Sierra Leone | Moyamba | Moyamba | UNOPS | ENFO | Pediatric Wards | health centre | stand-alone solar system | 6000 |  |  |  | 1 | 6000
2013/12 | Sierra Leone | Tonkolili | Magburaka | UNOPS | ENFO | Pediatric Wards | health centre | stand-alone solar system | 6000 |  |  |  | 1 | 6000
2013/12 | Sierra Leone | Kenema | Kenema | WHH | ENFO | Agriculture for Development office | office | stand-alone solar system | 1850 | WHH Agriculture for Development |  |  | 1 | 1850
2013/12 | Sierra Leone | Kono | Kono | WHH | ENFO | Agriculture for Development office | office | stand-alone solar system | 1850 | WHH Agriculture for Development |  |  | 1 | 1850
2013/12 | Sierra Leone | Kailahun | Kailahun | WHH | ENFO | Agriculture for Development office | office | stand-alone solar system | 1850 | WHH Agriculture for Development |  |  | 1 | 1850
2013/12 | Sierra Leone | Kenema | Panguma | IBIS | ENFO | Panguma Hospital | hospital | stand-alone solar system | 6000 |  |  |  | 1 | 6000
2015/6 | Sierra Leone | Koinadugu | Kabala town | Schools of Sierra Leone | ENFO | CRC JSS and Primary School | school | stand-alone solar system | 4500 |  |  |  | 1 | 4500
2015/6 | Sierra Leone | Bombali | Newton Makeni -Freetown hishwav | Healey Foundation | ENFO | Powering Health centers | health centre | stand-alone solar system | 1200 |  |  |  | 1 | 1200
2014/6 | Sierra Leone | Koinadugu | Kabala | IBIS | ENFO | PATERESWPLCD |  | stand-alone solar system | 800 |  |  |  | 1 | 800
2014/6 | Sierra Leone | Koinadugu | Sinkunia | IBIS | ENFO | PATERESWPLCD |  | stand-alone solar system | 800 |  |  |  | 1 | 800
2014/6 | Sierra Leone | Koinadugu | Fadugu | IBIS | ENFO | PATERESWPLCD |  | stand-alone solar system | 800 |  |  |  | 1 | 800
2014/6 | Sierra Leone | Western Rural | River 2 | IBIS | ENFO | PATERESWPLCD |  | stand-alone solar system | 800 |  |  |  | 1 | 800
2014/6 | Sierra Leone | Kenema | Panguma | IBIS | ENFO | PATERESWPLCD |  | stand-alone solar system | 800 |  |  |  | 1 | 800
2004/12 | Sierra Leone | Kenema | Lower Bambara | Ministry of Health (EPI), UNICEF | Ministry of Health (EPI) | Weima | health centre | solar fridge | 370 | Expanded Programme of Immunization |  |  | 1 | 370
2004/12 | Sierra Leone | Port Loko | Maforki | Ministry of Health (EPI), UNICEF | Ministry of Health (EPI) | Mabonie | health centre | solar fridge | 370 | Expanded Programme of Immunization |  |  | 1 | 370
2004/12 | Sierra Leone | Port Loko | Lokomasama | Ministry of Health (EPI), UNICEF | Ministry of Health (EPI) | Bundulai | health centre | solar fridge | 370 | Expanded Programme of Immunization |  |  | 1 | 370
2004/12 | Sierra Leone | Tonkolili | Yoni | Ministry of Health (EPI), UNICEF | Ministry of Health (EPI) | magbassa bana | health centre | solar fridge | 370 | Expanded Programme of Immunization |  |  | 1 | 370
2004/12 | Sierra Leone | Tonkolili | Yoni | Ministry of Health (EPI), UNICEF | Ministry of Health (EPI) | makeni rokfula | health centre | solar fridge | 370 | Expanded Programme of Immunization |  |  | 1 | 370
2004/12 | Sierra Leone | Tonkolili | Yoni | Ministry of Health (EPI), UNICEF | Ministry of Health (EPI) | Rocham kamando | health centre | solar fridge | 370 | Expanded Programme of Immunization |  |  | 1 | 370
2004/12 | Sierra Leone | Bombali | BIRIWA | Ministry of Health (EPI), UNICEF | Ministry of Health (EPI) | KAYANKORO CHP | health centre | solar fridge | 370 | Expanded Programme of Immunization |  |  | 1 | 370
2004/12 | Sierra Leone | Bombali | GBEMDEBU NGOWAHUN | Ministry of Health (EPI), UNICEF | Ministry of Health (EPI) | TAMBAIMA CHP | health centre | solar fridge | 370 | Expanded Programme of Immunization |  |  | 1 | 370
2005/12 | Sierra Leone | Kenema | Lower Bambara | Ministry of Health (EPI), UNICEF | Ministry of Health (EPI) | Lowoma | health centre | solar fridge | 370 | Expanded Programme of Immunization |  |  | 1 | 370
2005/12 | Sierra Leone | Kailahun | Malema | Ministry of Health (EPI), UNICEF | Ministry of Health (EPI) | Jojoima | health centre | solar fridge | 370 | Expanded Programme of Immunization |  |  | 1 | 370
2005/12 | Sierra Leone | Bonthe | Jong | Ministry of Health (EPI), UNICEF | Ministry of Health (EPI) | Gambia | health centre | solar fridge | 370 | Expanded Programme of Immunization |  |  | 1 | 370
2006/12 | Sierra Leone | Kailahun | Jawei | Ministry of Health (EPI), UNICEF | Ministry of Health (EPI) | Daru | health centre | solar fridge | 370 | Expanded Programme of Immunization |  |  | 1 | 370
2007/12 | Sierra Leone | Pujehun | Sowa | Ministry of Health (EPI), UNICEF | Ministry of Health (EPI) | GEOMA CHP | health centre | solar fridge | 370 | Expanded Programme of Immunization |  |  | 1 | 370
2007/12 | Sierra Leone | Pujehun | Gallines Perri | Ministry of Health (EPI), UNICEF | Ministry of Health (EPI) | FUNYEHUN CHP | health centre | solar fridge | 370 | Expanded Programme of Immunization |  |  | 1 | 370
2007/12 | Sierra Leone | Pujehun | Gallines Perri | Ministry of Health (EPI), UNICEF | Ministry of Health (EPI) | KOWAMA CHP | health centre | solar fridge | 370 | Expanded Programme of Immunization |  |  | 1 | 370
2007/12 | Sierra Leone | Pujehun | Gallines Perri | Ministry of Health (EPI), UNICEF | Ministry of Health (EPI) | SAAMA MCHP | health centre | solar fridge | 370 | Expanded Programme of Immunization |  |  | 1 | 370
2007/12 | Sierra Leone | Pujehun | Malen | Ministry of Health (EPI), UNICEF | Ministry of Health (EPI) | SENGEMA CHP | health centre | solar fridge | 370 | Expanded Programme of Immunization |  |  | 1 | 370
2007/12 | Sierra Leone | Pujehun | Malen | Ministry of Health (EPI), UNICEF | Ministry of Health (EPI) | NYADEHUN MCHP | health centre | solar fridge | 370 | Expanded Programme of Immunization |  |  | 1 | 370
2007/12 | Sierra Leone | Pujehun | YKK | Ministry of Health (EPI), UNICEF | Ministry of Health (EPI) | KARLU CHP | health centre | solar fridge | 370 | Expanded Programme of Immunization |  |  | 1 | 370
2007/12 | Sierra Leone | Pujehun | Makpele | Ministry of Health (EPI), UNICEF | Ministry of Health (EPI) | GBAA CHP | health centre | solar fridge | 370 | Expanded Programme of Immunization |  |  | 1 | 370
2007/12 | Sierra Leone | Pujehun | Soro Gbema | Ministry of Health (EPI), UNICEF | Ministry of Health (EPI) | JENDEMA CHC | health centre | solar fridge | 370 | Expanded Programme of Immunization |  |  | 1 | 370
2007/12 | Sierra Leone | Kono | GBENSE | Ministry of Health (EPI), UNICEF | Ministry of Health (EPI) | QUIDADU | health centre | solar fridge | 370 | Expanded Programme of Immunization |  |  | 1 | 370
2007/12 | Sierra Leone | Kono | GBANE | Ministry of Health (EPI), UNICEF | Ministry of Health (EPI) | GANDORHUN | health centre | solar fridge | 370 | Expanded Programme of Immunization |  |  | 1 | 370
2007/12 | Sierra Leone | Kono | GBANE | Ministry of Health (EPI), UNICEF | Ministry of Health (EPI) | BAOMA | health centre | solar fridge | 370 | Expanded Programme of Immunization |  |  | 1 | 370
2007/12 | Sierra Leone | Kono | KAMARA | Ministry of Health (EPI), UNICEF | Ministry of Health (EPI) | SUKUDU | health centre | solar fridge | 370 | Expanded Programme of Immunization |  |  | 1 | 370
2007/12 | Sierra Leone | Kono | NIMIYAMA | Ministry of Health (EPI), UNICEF | Ministry of Health (EPI) | SEWAFE | health centre | solar fridge | 370 | Expanded Programme of Immunization |  |  | 1 | 370
2007/12 | Sierra Leone | Kono | NIMIYAMA | Ministry of Health (EPI), UNICEF | Ministry of Health (EPI) | MASSABENDU | health centre | solar fridge | 370 | Expanded Programme of Immunization |  |  | 1 | 370
2007/12 | Sierra Leone | Kono | NIMIKORO | Ministry of Health (EPI), UNICEF | Ministry of Health (EPI) | NJALA | health centre | solar fridge | 370 | Expanded Programme of Immunization |  |  | 1 | 370
2007/12 | Sierra Leone | Kenema | Tunkia | Ministry of Health (EPI), UNICEF | Ministry of Health (EPI) | Njeigbla | health centre | solar fridge | 370 | Expanded Programme of Immunization |  |  | 1 | 370
2007/12 | Sierra Leone | Kenema | Small Bo | Ministry of Health (EPI), UNICEF | Ministry of Health (EPI) | Blama | health centre | solar fridge | 370 | Expanded Programme of Immunization |  |  | 1 | 370
2007/12 | Sierra Leone | Kenema | Gorama Mende | Ministry of Health (EPI), UNICEF | Ministry of Health (EPI) | Mondema | health centre | solar fridge | 370 | Expanded Programme of Immunization |  |  | 1 | 370
2007/12 | Sierra Leone | Kenema | Dama | Ministry of Health (EPI), UNICEF | Ministry of Health (EPI) | Tokpombu | health centre | solar fridge | 370 | Expanded Programme of Immunization |  |  | 1 | 370
2007/12 | Sierra Leone | Kenema | Goraama Mende | Ministry of Health (EPI), UNICEF | Ministry of Health (EPI) | Ngiegboiya | health centre | solar fridge | 370 | Expanded Programme of Immunization |  |  | 1 | 370
2007/12 | Sierra Leone | Kailahun | Yawei | Ministry of Health (EPI), UNICEF | Ministry of Health (EPI) | Bandajuma Yawei | health centre | solar fridge | 370 | Expanded Programme of Immunization |  |  | 1 | 370
2007/12 | Sierra Leone | Kailahun | Jawei | Ministry of Health (EPI), UNICEF | Ministry of Health (EPI) | Bombohun | health centre | solar fridge | 370 | Expanded Programme of Immunization |  |  | 1 | 370
2007/12 | Sierra Leone | Kailahun | Jawei | Ministry of Health (EPI), UNICEF | Ministry of Health (EPI) | Kambama | health centre | solar fridge | 370 | Expanded Programme of Immunization |  |  | 1 | 370
2007/12 | Sierra Leone | Kailahun | Kissi Tongi | Ministry of Health (EPI), UNICEF | Ministry of Health (EPI) | Dawa | health centre | solar fridge | 370 | Expanded Programme of Immunization |  |  | 1 | 370
2007/12 | Sierra Leone | Kailahun | Luawa | Ministry of Health (EPI), UNICEF | Ministry of Health (EPI) | Ngiehun | health centre | solar fridge | 370 | Expanded Programme of Immunization |  |  | 1 | 370
2007/12 | Sierra Leone | Kailahun | Luawa | Ministry of Health (EPI), UNICEF | Ministry of Health (EPI) | Mende Bullima | health centre | solar fridge | 370 | Expanded Programme of Immunization |  |  | 1 | 370
2007/12 | Sierra Leone | Kailahun | Peje West | Ministry of Health (EPI), UNICEF | Ministry of Health (EPI) | Pejewa | health centre | solar fridge | 370 | Expanded Programme of Immunization |  |  | 1 | 370
2007/12 | Sierra Leone | Kailahun | Yawei | Ministry of Health (EPI), UNICEF | Ministry of Health (EPI) | Bendu | health centre | solar fridge | 370 | Expanded Programme of Immunization |  |  | 1 | 370
2007/12 | Sierra Leone | Kailahun | Yawei | Ministry of Health (EPI), UNICEF | Ministry of Health (EPI) | Malema | health centre | solar fridge | 370 | Expanded Programme of Immunization |  |  | 1 | 370
2007/12 | Sierra Leone | Port Loko | Maforki | Ministry of Health (EPI), UNICEF | Ministry of Health (EPI) | Rogbere Junction | health centre | solar fridge | 370 | Expanded Programme of Immunization |  |  | 1 | 370
2007/12 | Sierra Leone | Port Loko | Lokomasama | Ministry of Health (EPI), UNICEF | Ministry of Health (EPI) | Mapilla | health centre | solar fridge | 370 | Expanded Programme of Immunization |  |  | 1 | 370
2007/12 | Sierra Leone | Port Loko | Lokomasama | Ministry of Health (EPI), UNICEF | Ministry of Health (EPI) | Konta wallah | health centre | solar fridge | 370 | Expanded Programme of Immunization |  |  | 1 | 370
2007/12 | Sierra Leone | Port Loko | Lokomasama | Ministry of Health (EPI), UNICEF | Ministry of Health (EPI) | Mana II | health centre | solar fridge | 370 | Expanded Programme of Immunization |  |  | 1 | 370
2007/12 | Sierra Leone | Port Loko | Lokomasama | Ministry of Health (EPI), UNICEF | Ministry of Health (EPI) | Under five Lungi | health centre | solar fridge | 370 | Expanded Programme of Immunization |  |  | 1 | 370
2007/12 | Sierra Leone | Port Loko | Lokomasama | Ministry of Health (EPI), UNICEF | Ministry of Health (EPI) | Gbaneh Bana | health centre | solar fridge | 370 | Expanded Programme of Immunization |  |  | 1 | 370
2007/12 | Sierra Leone | Port Loko | BKM | Ministry of Health (EPI), UNICEF | Ministry of Health (EPI) | Mange | health centre | solar fridge | 370 | Expanded Programme of Immunization |  |  | 1 | 370
2007/12 | Sierra Leone | Port Loko | Sanda Magbolonthor | Ministry of Health (EPI), UNICEF | Ministry of Health (EPI) | Sendugu | health centre | solar fridge | 370 | Expanded Programme of Immunization |  |  | 1 | 370
2007/12 | Sierra Leone | Port Loko | Sanda Magbolonthor | Ministry of Health (EPI), UNICEF | Ministry of Health (EPI) | Gbododo | health centre | solar fridge | 370 | Expanded Programme of Immunization |  |  | 1 | 370
2007/12 | Sierra Leone | Port Loko | Koya | Ministry of Health (EPI), UNICEF | Ministry of Health (EPI) | Magbani | health centre | solar fridge | 370 | Expanded Programme of Immunization |  |  | 1 | 370
2007/12 | Sierra Leone | Port Loko | Masimra | Ministry of Health (EPI), UNICEF | Ministry of Health (EPI) | Not reinstalled | health centre | solar fridge | 370 | Expanded Programme of Immunization |  |  | 1 | 370
2007/12 | Sierra Leone | Port Loko | Masimra | Ministry of Health (EPI), UNICEF | Ministry of Health (EPI) | Mayolla Lalratun | health centre | solar fridge | 370 | Expanded Programme of Immunization |  |  | 1 | 370
2007/12 | Sierra Leone | Port Loko | Masimra | Ministry of Health (EPI), UNICEF | Ministry of Health (EPI) | Komrabai Ngolla | health centre | solar fridge | 370 | Expanded Programme of Immunization |  |  | 1 | 370
2007/12 | Sierra Leone | Port Loko | Masimra | Ministry of Health (EPI), UNICEF | Ministry of Health (EPI) | Royinbeh | health centre | solar fridge | 370 | Expanded Programme of Immunization |  |  | 1 | 370
2007/12 | Sierra Leone | Western Urban | Western Area Urban | Ministry of Health (EPI), UNICEF | Ministry of Health (EPI) | Kroo Bay | health centre | solar fridge | 370 | Expanded Programme of Immunization |  |  | 1 | 370
2007/12 | Sierra Leone | Western Urban | Western Area Urban | Ministry of Health (EPI), UNICEF | Ministry of Health (EPI) | Kissy CHC | health centre | solar fridge | 370 | Expanded Programme of Immunization |  |  | 1 | 370
2007/12 | Sierra Leone | Western Urban | Western Area Urban | Ministry of Health (EPI), UNICEF | Ministry of Health (EPI) | Allen Town CHC | health centre | solar fridge | 370 | Expanded Programme of Immunization |  |  | 1 | 370
2007/12 | Sierra Leone | Western Urban | Western Area Urban | Ministry of Health (EPI), UNICEF | Ministry of Health (EPI) | SLIMs | health centre | solar fridge | 370 | Expanded Programme of Immunization |  |  | 1 | 370
2007/12 | Sierra Leone | Western Urban | Western Area Urban | Ministry of Health (EPI), UNICEF | Ministry of Health (EPI) | KingHarman Rd Sat. | health centre | solar fridge | 370 | Expanded Programme of Immunization |  |  | 1 | 370
2007/12 | Sierra Leone | Bo | Baoma | Ministry of Health (EPI), UNICEF | Ministry of Health (EPI) | Jormu MCHP | health centre | solar fridge | 370 | Expanded Programme of Immunization |  |  | 1 | 370
2007/12 | Sierra Leone | Bo | Bargbo | Ministry of Health (EPI), UNICEF | Ministry of Health (EPI) | Balie MCHP | health centre | solar fridge | 370 | Expanded Programme of Immunization |  |  | 1 | 370
2007/12 | Sierra Leone | Bo | Bumpe | Ministry of Health (EPI), UNICEF | Ministry of Health (EPI) | Sembehun-MamagowoMCHP | health centre | solar fridge | 370 | Expanded Programme of Immunization |  |  | 1 | 370
2007/12 | Sierra Leone | Tonkolili | Kafie simiria | Ministry of Health (EPI), UNICEF | Ministry of Health (EPI) | Masumbrie | health centre | solar fridge | 370 | Expanded Programme of Immunization |  |  | 1 | 370
2007/12 | Sierra Leone | Tonkolili | Sambia bendugu | Ministry of Health (EPI), UNICEF | Ministry of Health (EPI) | Kuyan | health centre | solar fridge | 370 | Expanded Programme of Immunization |  |  | 1 | 370
2007/12 | Sierra Leone | Tonkolili | Kunkie | Ministry of Health (EPI), UNICEF | Ministry of Health (EPI) | mashiaka | health centre | solar fridge | 370 | Expanded Programme of Immunization |  |  | 1 | 370
2007/12 | Sierra Leone | Tonkolili | Gbonkolenken | Ministry of Health (EPI), UNICEF | Ministry of Health (EPI) | patful mayepo | health centre | solar fridge | 370 | Expanded Programme of Immunization |  |  | 1 | 370
2007/12 | Sierra Leone | Tonkolili | Gbonkolenken | Ministry of Health (EPI), UNICEF | Ministry of Health (EPI) | maraka | health centre | solar fridge | 370 | Expanded Programme of Immunization |  |  | 1 | 370
2007/12 | Sierra Leone | Tonkolili | Gbonkolenken | Ministry of Health (EPI), UNICEF | Ministry of Health (EPI) | manowo | health centre | solar fridge | 370 | Expanded Programme of Immunization |  |  | 1 | 370
2007/12 | Sierra Leone | Tonkolili | Malal Mara | Ministry of Health (EPI), UNICEF | Ministry of Health (EPI) | malal | health centre | solar fridge | 370 | Expanded Programme of Immunization |  |  | 1 | 370
2007/12 | Sierra Leone | Bombali | Safrokko limba | Ministry of Health (EPI), UNICEF | Ministry of Health (EPI) | Kagbo CHP | health centre | solar fridge | 370 | Expanded Programme of Immunization |  |  | 1 | 370
2007/12 | Sierra Leone | Bombali | MAGBAIBA NDOHAHUN | Ministry of Health (EPI), UNICEF | Ministry of Health (EPI) | HUNDUWA MCHP | health centre | solar fridge | 370 | Expanded Programme of Immunization |  |  | 1 | 370
2007/12 | Sierra Leone | Bombali | GBANTI KAMARANKA | Ministry of Health (EPI), UNICEF | Ministry of Health (EPI) | GBANTI CHP | health centre | solar fridge | 370 | Expanded Programme of Immunization |  |  | 1 | 370
2007/12 | Sierra Leone | Bombali | GBANTI KAMARANKA | Ministry of Health (EPI), UNICEF | Ministry of Health (EPI) | MAKABA CHP | health centre | solar fridge | 370 | Expanded Programme of Immunization |  |  | 1 | 370
2007/12 | Sierra Leone | Bombali | SANDA LOKO | Ministry of Health (EPI), UNICEF | Ministry of Health (EPI) | KAMALO CHC | health centre | solar fridge | 370 | Expanded Programme of Immunization |  |  | 1 | 370
2007/12 | Sierra Leone | Koinadugu | Sulima | Ministry of Health (EPI), UNICEF | Ministry of Health (EPI) | Kaliyereh | health centre | solar fridge | 370 | Expanded Programme of Immunization |  |  | 1 | 370
2007/12 | Sierra Leone | Koinadugu | Dembelia Sinkunia | Ministry of Health (EPI), UNICEF | Ministry of Health (EPI) | Sinkunia | health centre | solar fridge | 370 | Expanded Programme of Immunization |  |  | 1 | 370
2007/12 | Sierra Leone | Koinadugu | Dembelia Sinkunia | Ministry of Health (EPI), UNICEF | Ministry of Health (EPI) | Manan | health centre | solar fridge | 370 | Expanded Programme of Immunization |  |  | 1 | 370
2007/12 | Sierra Leone | Kambia | Magbema | Ministry of Health (EPI), UNICEF | Ministry of Health (EPI) | REDCROSS CLINIC | health centre | solar fridge | 370 | Expanded Programme of Immunization |  |  | 1 | 370
2007/12 | Sierra Leone | Kambia | Masungbala | Ministry of Health (EPI), UNICEF | Ministry of Health (EPI) | MAFARAY | health centre | solar fridge | 370 | Expanded Programme of Immunization |  |  | 1 | 370
2007/12 | Sierra Leone | Kambia | Gbinleh Dixon | Ministry of Health (EPI), UNICEF | Ministry of Health (EPI) | KONTA | health centre | solar fridge | 370 | Expanded Programme of Immunization |  |  | 1 | 370
2007/12 | Sierra Leone | Kambia | Bramaia | Ministry of Health (EPI), UNICEF | Ministry of Health (EPI) | ROKEL | health centre | solar fridge | 370 | Expanded Programme of Immunization |  |  | 1 | 370
2007/12 | Sierra Leone | Kambia | Mambolo | Ministry of Health (EPI), UNICEF | Ministry of Health (EPI) | MAMBOLO | health centre | solar fridge | 370 | Expanded Programme of Immunization |  |  | 1 | 370
2007/12 | Sierra Leone | Kambia | Mambolo | Ministry of Health (EPI), UNICEF | Ministry of Health (EPI) | MAYAKIE | health centre | solar fridge | 370 | Expanded Programme of Immunization |  |  | 1 | 370
2007/12 | Sierra Leone | Kambia | Samu | Ministry of Health (EPI), UNICEF | Ministry of Health (EPI) | ROSINOR | health centre | solar fridge | 370 | Expanded Programme of Immunization |  |  | 1 | 370
2007/12 | Sierra Leone | Moyamba | Bagruwa Zone 5 | Ministry of Health (EPI), UNICEF | Ministry of Health (EPI) | Mosenegor | health centre | solar fridge | 370 | Expanded Programme of Immunization |  |  | 1 | 370
2008/12 | Sierra Leone | Pujehun | Gallines Perri | Ministry of Health (EPI), UNICEF | Ministry of Health (EPI) | BUMPEH CHP | health centre | solar fridge | 370 | Expanded Programme of Immunization |  |  | 1 | 370
2008/12 | Sierra Leone | Pujehun | Gallines Perri | Ministry of Health (EPI), UNICEF | Ministry of Health (EPI) | FALABA CHP | health centre | solar fridge | 370 | Expanded Programme of Immunization |  |  | 1 | 370
2008/12 | Sierra Leone | Kono | GBENSE | Ministry of Health (EPI), UNICEF | Ministry of Health (EPI) | UNDER FIVE STATIC | health centre | solar fridge | 370 | Expanded Programme of Immunization |  |  | 1 | 370
2008/12 | Sierra Leone | Kenema | Tunkia | Ministry of Health (EPI), UNICEF | Ministry of Health (EPI) | Gorahun Tunkia | health centre | solar fridge | 370 | Expanded Programme of Immunization |  |  | 1 | 370
2008/12 | Sierra Leone | Kenema | Gorama Mende | Ministry of Health (EPI), UNICEF | Ministry of Health (EPI) | Konta | health centre | solar fridge | 370 | Expanded Programme of Immunization |  |  | 1 | 370
2008/12 | Sierra Leone | Kailahun | Penguia | Ministry of Health (EPI), UNICEF | Ministry of Health (EPI) | Sandaru | health centre | solar fridge | 370 | Expanded Programme of Immunization |  |  | 1 | 370
2008/12 | Sierra Leone | Kailahun | Jawei | Ministry of Health (EPI), UNICEF | Ministry of Health (EPI) | Njala Grima | health centre | solar fridge | 370 | Expanded Programme of Immunization |  |  | 1 | 370
2008/12 | Sierra Leone | Kailahun | Njaluahun | Ministry of Health (EPI), UNICEF | Ministry of Health (EPI) | Follah | health centre | solar fridge | 370 | Expanded Programme of Immunization |  |  | 1 | 370
2008/12 | Sierra Leone | Port Loko | Lokomasama | Ministry of Health (EPI), UNICEF | Ministry of Health (EPI) | Benkia | health centre | solar fridge | 370 | Expanded Programme of Immunization |  |  | 1 | 370
2008/12 | Sierra Leone | Port Loko | Koya | Ministry of Health (EPI), UNICEF | Ministry of Health (EPI) | Makarankay | health centre | solar fridge | 370 | Expanded Programme of Immunization |  |  | 1 | 370
2008/12 | Sierra Leone | Port Loko | Marampa | Ministry of Health (EPI), UNICEF | Ministry of Health (EPI) | Magbill | health centre | solar fridge | 370 | Expanded Programme of Immunization |  |  | 1 | 370
2008/12 | Sierra Leone | Port Loko | Marampa | Ministry of Health (EPI), UNICEF | Ministry of Health (EPI) | Magbele | health centre | solar fridge | 370 | Expanded Programme of Immunization |  |  | 1 | 370
2008/12 | Sierra Leone | Port Loko | Masimra | Ministry of Health (EPI), UNICEF | Ministry of Health (EPI) | Kurankoh | health centre | solar fridge | 370 | Expanded Programme of Immunization |  |  | 1 | 370
2008/12 | Sierra Leone | Port Loko | Koya | Ministry of Health (EPI), UNICEF | Ministry of Health (EPI) | Sumbuya CHP | health centre | solar fridge | 370 | Expanded Programme of Immunization |  |  | 1 | 370
2008/12 | Sierra Leone | Western Urban | Western Area Urban | Ministry of Health (EPI), UNICEF | Ministry of Health (EPI) | Moyiba | health centre | solar fridge | 370 | Expanded Programme of Immunization |  |  | 1 | 370
2008/12 | Sierra Leone | Western Urban | Western Area Urban | Ministry of Health (EPI), UNICEF | Ministry of Health (EPI) | Wilberforce | health centre | solar fridge | 370 | Expanded Programme of Immunization |  |  | 1 | 370
2008/12 | Sierra Leone | Western Urban | Western Area Urban | Ministry of Health (EPI), UNICEF | Ministry of Health (EPI) | Juba MI Room | health centre | solar fridge | 370 | Expanded Programme of Immunization |  |  | 1 | 370
2008/12 | Sierra Leone | Western Urban | Western Area Urban | Ministry of Health (EPI), UNICEF | Ministry of Health (EPI) | Lumley Hospital | health centre | solar fridge | 370 | Expanded Programme of Immunization |  |  | 1 | 370
2008/12 | Sierra Leone | Bo | Baoma | Ministry of Health (EPI), UNICEF | Ministry of Health (EPI) | Boama Station CHP | health centre | solar fridge | 370 | Expanded Programme of Immunization |  |  | 1 | 370
2008/12 | Sierra Leone | Bo | Bargbo | Ministry of Health (EPI), UNICEF | Ministry of Health (EPI) | Momajoe | health centre | solar fridge | 370 | Expanded Programme of Immunization |  |  | 1 | 370
2008/12 | Sierra Leone | Tonkolili | Kalansogoa | Ministry of Health (EPI), UNICEF | Ministry of Health (EPI) | Kemedugu | health centre | solar fridge | 370 | Expanded Programme of Immunization |  |  | 1 | 370
2008/12 | Sierra Leone | Bombali | Safrokko limba | Ministry of Health (EPI), UNICEF | Ministry of Health (EPI) | Masongbo limba CHP | health centre | solar fridge | 370 | Expanded Programme of Immunization |  |  | 1 | 370
2008/12 | Sierra Leone | Bombali | Safrokko limba | Ministry of Health (EPI), UNICEF | Ministry of Health (EPI) | Kabombeh CHP | health centre | solar fridge | 370 | Expanded Programme of Immunization |  |  | 1 | 370
2008/12 | Sierra Leone | Bombali | BIRIWA | Ministry of Health (EPI), UNICEF | Ministry of Health (EPI) | BUMBAN CHP | health centre | solar fridge | 370 | Expanded Programme of Immunization |  |  | 1 | 370
2008/12 | Sierra Leone | Bombali | BIRIWA | Ministry of Health (EPI), UNICEF | Ministry of Health (EPI) | KAGBANKONA CHP | health centre | solar fridge | 370 | Expanded Programme of Immunization |  |  | 1 | 370
2008/12 | Sierra Leone | Bombali | GBEMDEBU NGOWAHUN | Ministry of Health (EPI), UNICEF | Ministry of Health (EPI) | MAHERIE CHP | health centre | solar fridge | 370 | Expanded Programme of Immunization |  |  | 1 | 370
2008/12 | Sierra Leone | Bombali | GBEMDEBU NGOWAHUN | Ministry of Health (EPI), UNICEF | Ministry of Health (EPI) | MAMAKA CHP | health centre | solar fridge | 370 | Expanded Programme of Immunization |  |  | 1 | 370
2008/12 | Sierra Leone | Bombali | GBANTI KAMARANKA | Ministry of Health (EPI), UNICEF | Ministry of Health (EPI) | KAMBIA CHP | health centre | solar fridge | 370 | Expanded Programme of Immunization |  |  | 1 | 370
2008/12 | Sierra Leone | Bombali | GBANTI KAMARANKA | Ministry of Health (EPI), UNICEF | Ministry of Health (EPI) | GBONKOBANA CHP | health centre | solar fridge | 370 | Expanded Programme of Immunization |  |  | 1 | 370
2008/12 | Sierra Leone | Bombali | GBANTI KAMARANKA | Ministry of Health (EPI), UNICEF | Ministry of Health (EPI) | ROYEAMA CHP | health centre | solar fridge | 370 | Expanded Programme of Immunization |  |  | 1 | 370
2008/12 | Sierra Leone | Koinadugu | Sulima | Ministry of Health (EPI), UNICEF | Ministry of Health (EPI) | Koindu Kura | health centre | solar fridge | 370 | Expanded Programme of Immunization |  |  | 1 | 370
2008/12 | Sierra Leone | Koinadugu | Dembelia Sinkunia | Ministry of Health (EPI), UNICEF | Ministry of Health (EPI) | Fulamansa | health centre | solar fridge | 370 | Expanded Programme of Immunization |  |  | 1 | 370
2009/12 | Sierra Leone | Pujehun | Kpanga Kabondeh | Ministry of Health (EPI), UNICEF | Ministry of Health (EPI) | PEHALA MCHP | health centre | solar fridge | 370 | Expanded Programme of Immunization |  |  | 1 | 370
2009/12 | Sierra Leone | Pujehun | Gallines Perri | Ministry of Health (EPI), UNICEF | Ministry of Health (EPI) | BLAMA CHP | health centre | solar fridge | 370 | Expanded Programme of Immunization |  |  | 1 | 370
2009/12 | Sierra Leone | Pujehun | Kpakah | Ministry of Health (EPI), UNICEF | Ministry of Health (EPI) | MASSAM MCHP | health centre | solar fridge | 370 | Expanded Programme of Immunization |  |  | 1 | 370
2009/12 | Sierra Leone | Pujehun | Malen | Ministry of Health (EPI), UNICEF | Ministry of Health (EPI) | BENDU MCHP | health centre | solar fridge | 370 | Expanded Programme of Immunization |  |  | 1 | 370
2009/12 | Sierra Leone | Kono | GBENSE | Ministry of Health (EPI), UNICEF | Ministry of Health (EPI) | BOROMA | health centre | solar fridge | 370 | Expanded Programme of Immunization |  |  | 1 | 370
2009/12 | Sierra Leone | Kono | GBENSE | Ministry of Health (EPI), UNICEF | Ministry of Health (EPI) | KWAKOR | health centre | solar fridge | 370 | Expanded Programme of Immunization |  |  | 1 | 370
2009/12 | Sierra Leone | Kono | TANKORO | Ministry of Health (EPI), UNICEF | Ministry of Health (EPI) | BAIAMA | health centre | solar fridge | 370 | Expanded Programme of Immunization |  |  | 1 | 370
2009/12 | Sierra Leone | Kono | GBANE | Ministry of Health (EPI), UNICEF | Ministry of Health (EPI) | KANEKOR | health centre | solar fridge | 370 | Expanded Programme of Immunization |  |  | 1 | 370
2009/12 | Sierra Leone | Kono | GBANE | Ministry of Health (EPI), UNICEF | Ministry of Health (EPI) | SUNGA | health centre | solar fridge | 370 | Expanded Programme of Immunization |  |  | 1 | 370
2009/12 | Sierra Leone | Kono | SANDOR | Ministry of Health (EPI), UNICEF | Ministry of Health (EPI) | WORDU | health centre | solar fridge | 370 | Expanded Programme of Immunization |  |  | 1 | 370
2009/12 | Sierra Leone | Kenema | Gaura | Ministry of Health (EPI), UNICEF | Ministry of Health (EPI) | Venima | health centre | solar fridge | 370 | Expanded Programme of Immunization |  |  | 1 | 370
2009/12 | Sierra Leone | Kenema | Niawa | Ministry of Health (EPI), UNICEF | Ministry of Health (EPI) | Gandorhun | health centre | solar fridge | 370 | Expanded Programme of Immunization |  |  | 1 | 370
2009/12 | Sierra Leone | Kenema | Small Bo | Ministry of Health (EPI), UNICEF | Ministry of Health (EPI) | Serabu | health centre | solar fridge | 370 | Expanded Programme of Immunization |  |  | 1 | 370
2009/12 | Sierra Leone | Kenema | Gorama Mende | Ministry of Health (EPI), UNICEF | Ministry of Health (EPI) | Punduru | health centre | solar fridge | 370 | Expanded Programme of Immunization |  |  | 1 | 370
2009/12 | Sierra Leone | Kenema | Mallegohun | Ministry of Health (EPI), UNICEF | Ministry of Health (EPI) | Bendu | health centre | solar fridge | 370 | Expanded Programme of Immunization |  |  | 1 | 370
2009/12 | Sierra Leone | Kenema | Nongorwa | Ministry of Health (EPI), UNICEF | Ministry of Health (EPI) | Samai Town | health centre | solar fridge | 370 | Expanded Programme of Immunization |  |  | 1 | 370
2009/12 | Sierra Leone | Kailahun | Upper Bambara | Ministry of Health (EPI), UNICEF | Ministry of Health (EPI) | Pendembu | health centre | solar fridge | 370 | Expanded Programme of Immunization |  |  | 1 | 370
2009/12 | Sierra Leone | Kailahun | Dea | Ministry of Health (EPI), UNICEF | Ministry of Health (EPI) | Baiwalla | health centre | solar fridge | 370 | Expanded Programme of Immunization |  |  | 1 | 370
2009/12 | Sierra Leone | Kailahun | Kissi Tongi | Ministry of Health (EPI), UNICEF | Ministry of Health (EPI) | Gbandiullu | health centre | solar fridge | 370 | Expanded Programme of Immunization |  |  | 1 | 370
2009/12 | Sierra Leone | Kailahun | Luawa | Ministry of Health (EPI), UNICEF | Ministry of Health (EPI) | District Cold Room | health centre | solar fridge | 370 | Expanded Programme of Immunization |  |  | 1 | 370
2009/12 | Sierra Leone | Port Loko | Maforki | Ministry of Health (EPI), UNICEF | Ministry of Health (EPI) | DCR | health centre | solar fridge | 370 | Expanded Programme of Immunization |  |  | 1 | 370
2009/12 | Sierra Leone | Port Loko | Lokomasama | Ministry of Health (EPI), UNICEF | Ministry of Health (EPI) | Pepel | health centre | solar fridge | 370 | Expanded Programme of Immunization |  |  | 1 | 370
2009/12 | Sierra Leone | Port Loko | Lokomasama | Ministry of Health (EPI), UNICEF | Ministry of Health (EPI) | Menika | health centre | solar fridge | 370 | Expanded Programme of Immunization |  |  | 1 | 370
2009/12 | Sierra Leone | Port Loko | Lokomasama | Ministry of Health (EPI), UNICEF | Ministry of Health (EPI) | Mathen | health centre | solar fridge | 370 | Expanded Programme of Immunization |  |  | 1 | 370
2009/12 | Sierra Leone | Port Loko | Sanda Magbolonthor | Ministry of Health (EPI), UNICEF | Ministry of Health (EPI) | Komneh | health centre | solar fridge | 370 | Expanded Programme of Immunization |  |  | 1 | 370
2009/12 | Sierra Leone | Port Loko | Masimra | Ministry of Health (EPI), UNICEF | Ministry of Health (EPI) | Konta Line | health centre | solar fridge | 370 | Expanded Programme of Immunization |  |  | 1 | 370
2009/12 | Sierra Leone | Port Loko | Koya | Ministry of Health (EPI), UNICEF | Ministry of Health (EPI) | Kissy koya | health centre | solar fridge | 370 | Expanded Programme of Immunization |  |  | 1 | 370
2009/12 | Sierra Leone | Port Loko | Koya | Ministry of Health (EPI), UNICEF | Ministry of Health (EPI) | Mabora | health centre | solar fridge | 370 | Expanded Programme of Immunization |  |  | 1 | 370
2009/12 | Sierra Leone | Port Loko | Marampa | Ministry of Health (EPI), UNICEF | Ministry of Health (EPI) | Lunsar | health centre | solar fridge | 370 | Expanded Programme of Immunization |  |  | 1 | 370
2009/12 | Sierra Leone | Port Loko | Marampa | Ministry of Health (EPI), UNICEF | Ministry of Health (EPI) | Makabo | health centre | solar fridge | 370 | Expanded Programme of Immunization |  |  | 1 | 370
2009/12 | Sierra Leone | Port Loko | Masimra | Ministry of Health (EPI), UNICEF | Ministry of Health (EPI) | Masimra | health centre | solar fridge | 370 | Expanded Programme of Immunization |  |  | 1 | 370
2009/12 | Sierra Leone | Western Urban | Western Area Urban | Ministry of Health (EPI), UNICEF | Ministry of Health (EPI) | Mabella | health centre | solar fridge | 370 | Expanded Programme of Immunization |  |  | 1 | 370
2009/12 | Sierra Leone | Western Urban | Western Area Urban | Ministry of Health (EPI), UNICEF | Ministry of Health (EPI) | Kingtom police Hosp | health centre | solar fridge | 370 | Expanded Programme of Immunization |  |  | 1 | 370
2009/12 | Sierra Leone | Western Urban | Western Area Urban | Ministry of Health (EPI), UNICEF | Ministry of Health (EPI) | Ginger Hall | health centre | solar fridge | 370 | Expanded Programme of Immunization |  |  | 1 | 370
2009/12 | Sierra Leone | Western Urban | Western Area Urban | Ministry of Health (EPI), UNICEF | Ministry of Health (EPI) | George Brook | health centre | solar fridge | 370 | Expanded Programme of Immunization |  |  | 1 | 370
2009/12 | Sierra Leone | Western Urban | Western Area Urban | Ministry of Health (EPI), UNICEF | Ministry of Health (EPI) | Aproved School | health centre | solar fridge | 370 | Expanded Programme of Immunization |  |  | 1 | 370
2009/12 | Sierra Leone | Bo | Baoma | Ministry of Health (EPI), UNICEF | Ministry of Health (EPI) | Faabu CHP | health centre | solar fridge | 370 | Expanded Programme of Immunization |  |  | 1 | 370
2015/6 | Liberia | Montserrado | Greater Monrovia |  | EnDev | GIZ/ENDEV Office | office | solar fridge | 600 |  |  |  | 1 | 600
2015/6 | Liberia | Montserrado | Greater Monrovia |  | EnDev | GIZ/ENDEV Office | office | SHS | 20 |  |  |  | 1 | 20
2015/6 | Liberia | Montserrado | Greater Monrovia |  | EnDev | GIZ/ENDEV Office | office | SHS | 20 |  |  |  | 1 | 20
2015/6 | Liberia | Montserrado | Greater Monrovia |  | EnDev | GIZ/ENDEV Office | office | solar fridge | 300 |  |  |  | 1 | 300
2015/6 | Liberia | Montserrado | Greater Monrovia |  | EnDev | Soniwein Clinic | health centre | SHS | 20 |  |  |  | 1 | 20
2015/6 | Liberia | Lofa | Salayea |  | EnDev | Gorlu Clinic | health centre | SHS | 20 |  |  |  | 1 | 20
2015/6 | Liberia | Lofa | Salayea |  | EnDev | Gorlu Clinic | health centre | SHS | 10 |  |  |  | 1 | 10
2015/6 | Liberia | Lofa | Salayea |  | EnDev | Gbonyea Clinic | health centre | SHS | 20 |  |  |  | 1 | 20
2015/6 | Liberia | Lofa | Salayea |  | EnDev | Gbonyea Clinic | health centre | SHS | 10 |  |  |  | 1 | 10
2015/6 | Liberia | Lofa | Salayea |  | EnDev | Yarpueh Clinic | health centre | SHS | 20 |  |  |  | 1 | 20
2015/6 | Liberia | Lofa | Salayea |  | EnDev | Yarpueh Clinic | health centre | SHS | 10 |  |  |  | 1 | 10
2015/6 | Liberia | Lofa | Salayea |  | EnDev | Sucromu Clinic | health centre | SHS | 20 |  |  |  | 1 | 20
2015/6 | Liberia | Lofa | Salayea |  | EnDev | Sucromu Clinic | health centre | SHS | 10 |  |  |  | 1 | 10
2015/6 | Liberia | Lofa | Salayea |  | EnDev | Gomglota clinic | health centre | SHS | 20 |  |  |  | 1 | 20
2015/6 | Liberia | Lofa | Salayea |  | EnDev | Gomglota clinic | health centre | SHS | 10 |  |  |  | 1 | 10
2015/6 | Liberia | Lofa | Zorzor |  | EnDev | Barziwen Clinic | health centre | SHS | 20 |  |  |  | 1 | 20
2015/6 | Liberia | Lofa | Zorzor |  | EnDev | Barziwen Clinic | health centre | SHS | 10 |  |  |  | 1 | 10
2015/6 | Liberia | Lofa | Zorzor |  | EnDev | Barziwen Clinic | health centre | solar fridge | 300 |  |  |  | 1 | 300
2015/6 | Liberia | Lofa | Zorzor |  | EnDev | Balagwalazu Clinic | health centre | SHS | 10 |  |  |  | 1 | 10
2015/6 | Liberia | Lofa | Zorzor |  | EnDev | Balagwalazu Clinic | health centre | SHS | 20 |  |  |  | 1 | 20
2015/6 | Liberia | Lofa | Zorzor |  | EnDev | Balagwalazu Clinic | health centre | solar fridge | 300 |  |  |  | 1 | 300
2015/6 | Liberia | Lofa | Zorzor |  | EnDev | Luyeama Clinic | health centre | SHS | 20 |  |  |  | 1 | 20
2015/6 | Liberia | Lofa | Zorzor |  | EnDev | Luyeama Clinic | health centre | SHS | 10 |  |  |  | 1 | 10
2015/6 | Liberia | Lofa | Zorzor |  | EnDev | Fessibu Clinic | health centre | SHS | 20 |  |  |  | 1 | 20
2015/6 | Liberia | Lofa | Zorzor |  | EnDev | Fessibu Clinic | health centre | SHS | 10 |  |  |  | 1 | 10
2015/6 | Liberia | Lofa | Zorzor |  | EnDev | Borkaza Clinic | health centre | SHS | 20 |  |  |  | 1 | 20
2015/6 | Liberia | Lofa | Zorzor |  | EnDev | Borkaza Clinic | health centre | SHS | 10 |  |  |  | 1 | 10
2015/6 | Liberia | Lofa | Zorzor |  | EnDev | Yeala Clinic | health centre | SHS | 20 |  |  |  | 1 | 20
2015/6 | Liberia | Lofa | Zorzor |  | EnDev | Zolowo Clinic | health centre | SHS | 20 |  |  |  | 1 | 20
2015/6 | Liberia | Montserrado | St. Paul River |  | EnDev | Faith Works Clinic | health centre | solar fridge | 300 |  |  |  | 1 | 300
2015/6 | Liberia | Montserrado | Greater Monrovia |  | EnDev | German-Liberia Hospital | health centre | solar fridge | 300 |  |  |  | 1 | 300
2015/6 | Liberia | Grand Kru | Sass Town |  | EnDev | German-Liberia Clinic | health centre | solar fridge | 300 |  |  |  | 1 | 300
2015/6 | Liberia | Gbarpolu | Gbarma |  | EnDev | Yangaya Clinic | health centre | SHS | 20 |  |  |  | 1 | 20
2015/6 | Liberia | Gbarpolu | Kongba |  | EnDev | Kungbor Clinic | health centre | SHS | 20 |  |  |  | 1 | 20
2015/6 | Liberia | River Gee | Putupo |  | EnDev | Pronoken Clinic | health centre | SHS | 20 |  |  |  | 1 | 20
2015/6 | Liberia | Montserrado | St. Paul River |  | EnDev | Gbondoi Clinic | health centre | SHS | 20 |  |  |  | 1 | 20
2015/6 | Liberia | Maryland | Pleebo |  | EnDev | Pleebo Health Center | health centre | SHS | 20 |  |  |  | 1 | 20
2015/6 | Liberia | Montserrado | St. Paul River |  | EnDev | R.C.D. Marshall Health Center | health centre | SHS | 20 |  |  |  | 1 | 20
2015/6 | Liberia | Grand Bassa | Compound #1 |  | EnDev | Jacob Lartey Clinic | health centre | SHS | 20 |  |  |  | 1 | 20
2015/6 | Liberia | Lofa | Zorzor |  | EnDev | Konia Health Center | health centre | SHS | 20 |  |  |  | 1 | 20
2015/6 | Liberia | Grand Bassa | Compound #3 |  | EnDev | Sue Town Clinic | health centre | SHS | 20 |  |  |  | 1 | 20
2015/6 | Liberia | Montserrado | Greater Monrovia |  | EnDev | Star of the Sea Health Center | health centre | SHS | 20 |  |  |  | 1 | 20
2015/6 | Liberia | Montserrado | Greater Monrovia |  | EnDev | GIZ/ENDEV Office | office | SHS | 10 |  |  |  | 1 | 10
2015/6 | Liberia | Montserrado | Greater Monrovia |  | EnDev | GIZ/ENDEV Office | office | stand-alone solar system | 6000 |  | 6.266 | -10.7262 | 1 | 6000
2009/12 | Sierra Leone | Bo | Bargbo | Ministry of Health (EPI), UNICEF | Ministry of Health (EPI) | Kasse | health centre | solar fridge | 370 | Expanded Programme of Immunization |  |  | 1 | 370
2009/12 | Sierra Leone | Bo | Bumpe | Ministry of Health (EPI), UNICEF | Ministry of Health (EPI) | Serabu CHC | health centre | solar fridge | 370 | Expanded Programme of Immunization |  |  | 1 | 370
2009/12 | Sierra Leone | Bo | Jaiama Bongor | Ministry of Health (EPI), UNICEF | Ministry of Health (EPI) | Mamboma MCHP | health centre | solar fridge | 370 | Expanded Programme of Immunization |  |  | 1 | 370
2009/12 | Sierra Leone | Tonkolili | Tane | Ministry of Health (EPI), UNICEF | Ministry of Health (EPI) | Matokoa | health centre | solar fridge | 370 | Expanded Programme of Immunization |  |  | 1 | 370
2009/12 | Sierra Leone | Tonkolili | Gbonkolenken | Ministry of Health (EPI), UNICEF | Ministry of Health (EPI) | Mayorgboh | health centre | solar fridge | 370 | Expanded Programme of Immunization |  |  | 1 | 370
2009/12 | Sierra Leone | Tonkolili | Gbonkolenken | Ministry of Health (EPI), UNICEF | Ministry of Health (EPI) | mathamp | health centre | solar fridge | 370 | Expanded Programme of Immunization |  |  | 1 | 370
2009/12 | Sierra Leone | Tonkolili | Gbonkolenken | Ministry of Health (EPI), UNICEF | Ministry of Health (EPI) | masumana | health centre | solar fridge | 370 | Expanded Programme of Immunization |  |  | 1 | 370
2009/12 | Sierra Leone | Tonkolili | Kholifa Rowalla | Ministry of Health (EPI), UNICEF | Ministry of Health (EPI) | makelleh | health centre | solar fridge | 370 | Expanded Programme of Immunization |  |  | 1 | 370
2009/12 | Sierra Leone | Tonkolili | Yoni | Ministry of Health (EPI), UNICEF | Ministry of Health (EPI) | mamaka | health centre | solar fridge | 370 | Expanded Programme of Immunization |  |  | 1 | 370
2009/12 | Sierra Leone | Tonkolili | Malal Mara | Ministry of Health (EPI), UNICEF | Ministry of Health (EPI) | Robina | health centre | solar fridge | 370 | Expanded Programme of Immunization |  |  | 1 | 370
2009/12 | Sierra Leone | Bombali | Safrokko limba | Ministry of Health (EPI), UNICEF | Ministry of Health (EPI) | Kayassie CHP | health centre | solar fridge | 370 | Expanded Programme of Immunization |  |  | 1 | 370
2009/12 | Sierra Leone | Bombali | BIRIWA | Ministry of Health (EPI), UNICEF | Ministry of Health (EPI) | KAHBANEH CHC | health centre | solar fridge | 370 | Expanded Programme of Immunization |  |  | 1 | 370
2009/12 | Sierra Leone | Bombali | BIRIWA | Ministry of Health (EPI), UNICEF | Ministry of Health (EPI) | BUMBANDAIN MCHP | health centre | solar fridge | 370 | Expanded Programme of Immunization |  |  | 1 | 370
2009/12 | Sierra Leone | Bombali | BIRIWA | Ministry of Health (EPI), UNICEF | Ministry of Health (EPI) | KANIKAY CHP | health centre | solar fridge | 370 | Expanded Programme of Immunization |  |  | 1 | 370
2009/12 | Sierra Leone | Bombali | BIRIWA | Ministry of Health (EPI), UNICEF | Ministry of Health (EPI) | KAMASIKIE CHP | health centre | solar fridge | 370 | Expanded Programme of Immunization |  |  | 1 | 370
2009/12 | Sierra Leone | Bombali | GBEMDEBU NGOWAHUN | Ministry of Health (EPI), UNICEF | Ministry of Health (EPI) | KORTUHUN CHP | health centre | solar fridge | 370 | Expanded Programme of Immunization |  |  | 1 | 370
2009/12 | Sierra Leone | Bombali | GBEMDEBU NGOWAHUN | Ministry of Health (EPI), UNICEF | Ministry of Health (EPI) | MADINA LOKO MCHP | health centre | solar fridge | 370 | Expanded Programme of Immunization |  |  | 1 | 370
2009/12 | Sierra Leone | Bombali | GBEMDEBU NGOWAHUN | Ministry of Health (EPI), UNICEF | Ministry of Health (EPI) | MAKITEH CHP | health centre | solar fridge | 370 | Expanded Programme of Immunization |  |  | 1 | 370
2009/12 | Sierra Leone | Bombali | MAGBAIBA NDOHAHUN | Ministry of Health (EPI), UNICEF | Ministry of Health (EPI) | MAMBAIMA MCHP | health centre | solar fridge | 370 | Expanded Programme of Immunization |  |  | 1 | 370
2009/12 | Sierra Leone | Bombali | GBANTI KAMARANKA | Ministry of Health (EPI), UNICEF | Ministry of Health (EPI) | BORONOH MAKARANKAY | health centre | solar fridge | 370 | Expanded Programme of Immunization |  |  | 1 | 370
2009/12 | Sierra Leone | Bombali | SANDA LOKO | Ministry of Health (EPI), UNICEF | Ministry of Health (EPI) | KAMALO CHC | health centre | solar fridge | 370 | Expanded Programme of Immunization |  |  | 1 | 370
2009/12 | Sierra Leone | Koinadugu | Dembelia Sinkunia | Ministry of Health (EPI), UNICEF | Ministry of Health (EPI) | Gbindi | health centre | solar fridge | 370 | Expanded Programme of Immunization |  |  | 1 | 370
2009/12 | Sierra Leone | Kambia | Bramaia | Ministry of Health (EPI), UNICEF | Ministry of Health (EPI) | KANKUBRAMAIA | health centre | solar fridge | 370 | Expanded Programme of Immunization |  |  | 1 | 370
2010/12 | Sierra Leone | Pujehun | Kpanga Kabondeh | Ministry of Health (EPI), UNICEF | Ministry of Health (EPI) | DCR | health centre | solar fridge | 370 | Expanded Programme of Immunization |  |  | 1 | 370
2010/12 | Sierra Leone | Pujehun | Kpanga Kabondeh | Ministry of Health (EPI), UNICEF | Ministry of Health (EPI) | DCR | health centre | solar fridge | 370 | Expanded Programme of Immunization |  |  | 1 | 370
2010/12 | Sierra Leone | Pujehun | Kpanga Kabondeh | Ministry of Health (EPI), UNICEF | Ministry of Health (EPI) | DCR | health centre | solar fridge | 370 | Expanded Programme of Immunization |  |  | 1 | 370
2010/12 | Sierra Leone | Pujehun | Kpanga Kabondeh | Ministry of Health (EPI), UNICEF | Ministry of Health (EPI) | DCR | health centre | solar fridge | 370 | Expanded Programme of Immunization |  |  | 1 | 370
2010/12 | Sierra Leone | Pujehun | Gallines Perri | Ministry of Health (EPI), UNICEF | Ministry of Health (EPI) | FONIKOH CHP | health centre | solar fridge | 370 | Expanded Programme of Immunization |  |  | 1 | 370
2010/12 | Sierra Leone | Pujehun | MSK | Ministry of Health (EPI), UNICEF | Ministry of Health (EPI) | MANO CHP | health centre | solar fridge | 370 | Expanded Programme of Immunization |  |  | 1 | 370
2010/12 | Sierra Leone | Kono | GBENSE | Ministry of Health (EPI), UNICEF | Ministry of Health (EPI) | KOEYOR | health centre | solar fridge | 370 | Expanded Programme of Immunization |  |  | 1 | 370
2010/12 | Sierra Leone | Kono | TANKORO | Ministry of Health (EPI), UNICEF | Ministry of Health (EPI) | WOAMA | health centre | solar fridge | 370 | Expanded Programme of Immunization |  |  | 1 | 370
2010/12 | Sierra Leone | Kono | SANDOR | Ministry of Health (EPI), UNICEF | Ministry of Health (EPI) | KAYIMA | health centre | solar fridge | 370 | Expanded Programme of Immunization |  |  | 1 | 370
2010/12 | Sierra Leone | Kono | NIMIKORO | Ministry of Health (EPI), UNICEF | Ministry of Health (EPI) | NGAIYA | health centre | solar fridge | 370 | Expanded Programme of Immunization |  |  | 1 | 370
2010/12 | Sierra Leone | Kenema | Mallegohun | Ministry of Health (EPI), UNICEF | Ministry of Health (EPI) | Giehun K onjo | health centre | solar fridge | 370 | Expanded Programme of Immunization |  |  | 1 | 370
2010/12 | Sierra Leone | Kenema | Simbaru | Ministry of Health (EPI), UNICEF | Ministry of Health (EPI) | Boajibu CHC | health centre | solar fridge | 370 | Expanded Programme of Immunization |  |  | 1 | 370
2010/12 | Sierra Leone | Kailahun | Kissi Teng | Ministry of Health (EPI), UNICEF | Ministry of Health (EPI) | Koindu | health centre | solar fridge | 370 | Expanded Programme of Immunization |  |  | 1 | 370
2010/12 | Sierra Leone | Kailahun | Dea | Ministry of Health (EPI), UNICEF | Ministry of Health (EPI) | Sienga | health centre | solar fridge | 370 | Expanded Programme of Immunization |  |  | 1 | 370
2010/12 | Sierra Leone | Port Loko | Lokomasama | Ministry of Health (EPI), UNICEF | Ministry of Health (EPI) | Mallap | health centre | solar fridge | 370 | Expanded Programme of Immunization |  |  | 1 | 370
2010/12 | Sierra Leone | Port Loko | Masimra | Ministry of Health (EPI), UNICEF | Ministry of Health (EPI) | Mamutheneh | health centre | solar fridge | 370 | Expanded Programme of Immunization |  |  | 1 | 370
2010/12 | Sierra Leone | Western Urban | Western Area Urban | Ministry of Health (EPI), UNICEF | Ministry of Health (EPI) | Ross Road | health centre | solar fridge | 370 | Expanded Programme of Immunization |  |  | 1 | 370
2015/12 | Liberia | Montserrado | Greater Monrovia |  | EnDev | GIZ/ENDEV Office | office | stand-alone solar system | 600 |  |  |  | 1 | 600
2015/12 | Liberia | Grand Bassa | District #2 |  | EnDev | St. John Public School | school | stand-alone solar system | 600 |  |  |  | 1 | 600
2015/12 | Liberia | Montserrado | Greater Monrovia |  | EnDev | International Disciples Training Academy | school | stand-alone solar system | 600 |  |  |  | 1 | 600
2015/12 | Liberia | Montserrado | Greater Monrovia |  | EnDev | Barnesville Health Center | health centre | stand-alone solar system | 600 |  |  |  | 1 | 600
2010/12 | Sierra Leone | Western Urban | Western Area Urban | Ministry of Health (EPI), UNICEF | Ministry of Health (EPI) | SLRC Clinic | health centre | solar fridge | 370 | Expanded Programme of Immunization |  |  | 1 | 370
2010/12 | Sierra Leone | Bo | Bumpe | Ministry of Health (EPI), UNICEF | Ministry of Health (EPI) | Kaniya MCHP | health centre | solar fridge | 370 | Expanded Programme of Immunization |  |  | 1 | 370
2010/12 | Sierra Leone | Tonkolili | Gbonkolenken | Ministry of Health (EPI), UNICEF | Ministry of Health (EPI) | warama | health centre | solar fridge | 370 | Expanded Programme of Immunization |  |  | 1 | 370
2010/12 | Sierra Leone | Tonkolili | Yoni | Ministry of Health (EPI), UNICEF | Ministry of Health (EPI) | mamans o kafla | health centre | solar fridge | 370 | Expanded Programme of Immunization |  |  | 1 | 370
2010/12 | Sierra Leone | Bombali | Safrokko limba | Ministry of Health (EPI), UNICEF | Ministry of Health (EPI) | Kamabai CHC | health centre | solar fridge | 370 | Expanded Programme of Immunization |  |  | 1 | 370
2010/12 | Sierra Leone | Bombali | MAGBAIBA NDOHAHUN | Ministry of Health (EPI), UNICEF | Ministry of Health (EPI) | KAGBERE CHC | health centre | solar fridge | 370 | Expanded Programme of Immunization |  |  | 1 | 370
2010/12 | Sierra Leone | Bombali | SNADA TENDAREN | Ministry of Health (EPI), UNICEF | Ministry of Health (EPI) | MATEBOI CH | health centre | solar fridge | 370 | Expanded Programme of Immunization |  |  | 1 | 370
2012/12 | Sierra Leone | Moyamba | Kargboro Zone 5 | Ministry of Health (EPI), UNICEF | Ministry of Health (EPI) | Mokobo | health centre | solar fridge | 370 | Expanded Programme of Immunization |  |  | 1 | 370
2013/12 | Sierra Leone | Kenema | Nongorwa | Ministry of Health (EPI), UNICEF | Ministry of Health (EPI) | Gegbuama | health centre | solar fridge | 370 | Expanded Programme of Immunization |  |  | 1 | 370
2014/12 | Sierra Leone | Western Urban | Western Area Urban | Ministry of Health (EPI), UNICEF | Ministry of Health (EPI) | Calaba Town CHC | health centre | solar fridge | 370 | Expanded Programme of Immunization |  |  | 1 | 370
2014/12 | Sierra Leone | Western Urban | Western Area Urban | Ministry of Health (EPI), UNICEF | Ministry of Health (EPI) | 34 Military Hosp - EPI | health centre | solar fridge | 370 | Expanded Programme of Immunization |  |  | 1 | 370
2014/12 | Sierra Leone | Western Urban | Western Area Urban | Ministry of Health (EPI), UNICEF | Ministry of Health (EPI) | Hill Station | health centre | solar fridge | 370 | Expanded Programme of Immunization |  |  | 1 | 370
2014/12 | Sierra Leone | Western Urban | Western Area Urban | Ministry of Health (EPI), UNICEF | Ministry of Health (EPI) | Rokupa Sat. Hosp | health centre | solar fridge | 370 | Expanded Programme of Immunization |  |  | 1 | 370
2014/12 | Sierra Leone | Western Urban | Western Area Urban | Ministry of Health (EPI), UNICEF | Ministry of Health (EPI) | Urban Centre | health centre | solar fridge | 370 | Expanded Programme of Immunization |  |  | 1 | 370
2014/12 | Sierra Leone | Western Rural | Western Area Rural | Ministry of Health (EPI), UNICEF | Ministry of Health (EPI) | Fogbo | health centre | solar fridge | 370 | Expanded Programme of Immunization |  |  | 1 | 370
2014/12 | Sierra Leone | Western Rural | Western Area Rural | Ministry of Health (EPI), UNICEF | Ministry of Health (EPI) | Makobeh | health centre | solar fridge | 370 | Expanded Programme of Immunization |  |  | 1 | 370
2014/12 | Sierra Leone | Western Rural | Western Area Rural | Ministry of Health (EPI), UNICEF | Ministry of Health (EPI) | Macdonald | health centre | solar fridge | 370 | Expanded Programme of Immunization |  |  | 1 | 370
2014/12 | Sierra Leone | Western Rural | Western Area Rural | Ministry of Health (EPI), UNICEF | Ministry of Health (EPI) | Tissana | health centre | solar fridge | 370 | Expanded Programme of Immunization |  |  | 1 | 370
2014/12 | Sierra Leone | Bo | Selenga | Ministry of Health (EPI), UNICEF | Ministry of Health (EPI) | Damballa CHC | health centre | solar fridge | 370 | Expanded Programme of Immunization |  |  | 1 | 370
2014/12 | Sierra Leone | Bonthe | Imperi | Ministry of Health (EPI), UNICEF | Ministry of Health (EPI) | Gbangbama | health centre | solar fridge | 370 | Expanded Programme of Immunization |  |  | 1 | 370
2014/12 | Sierra Leone | Bonthe | Sittia | Ministry of Health (EPI), UNICEF | Ministry of Health (EPI) | Mbokie | health centre | solar fridge | 370 | Expanded Programme of Immunization |  |  | 1 | 370
2014/12 | Sierra Leone | Bonthe | Dema | Ministry of Health (EPI), UNICEF | Ministry of Health (EPI) | Tissana | health centre | solar fridge | 370 | Expanded Programme of Immunization |  |  | 1 | 370
2014/12 | Sierra Leone | Bonthe | Bendu-Cha | Ministry of Health (EPI), UNICEF | Ministry of Health (EPI) | Tei | health centre | solar fridge | 370 | Expanded Programme of Immunization |  |  | 1 | 370
2014/12 | Sierra Leone | Bonthe | Bendu-Cha | Ministry of Health (EPI), UNICEF | Ministry of Health (EPI) | Benduma | health centre | solar fridge | 370 | Expanded Programme of Immunization |  |  | 1 | 370
2014/12 | Sierra Leone | Bonthe | Bendu-Cha | Ministry of Health (EPI), UNICEF | Ministry of Health (EPI) | Bendu | health centre | solar fridge | 370 | Expanded Programme of Immunization |  |  | 1 | 370
2014/12 | Sierra Leone | Bonthe | Nongoba-Bullom | Ministry of Health (EPI), UNICEF | Ministry of Health (EPI) | Gbap | health centre | solar fridge | 370 | Expanded Programme of Immunization |  |  | 1 | 370
2014/12 | Sierra Leone | Bonthe | Nongoba-Bullom | Ministry of Health (EPI), UNICEF | Ministry of Health (EPI) | Baoma-kpande | health centre | solar fridge | 370 | Expanded Programme of Immunization |  |  | 1 | 370
2015/12 | Liberia | Lofa | Kolahun |  | EnDev | Nyandemoilohun | health centre | SHS | 20 |  |  |  | 1 | 20
2015/12 | Liberia | Lofa | Kolahun |  | EnDev | Bolahun Faith Clinic | health centre | SHS | 20 |  |  |  | 1 | 20
2015/12 | Liberia | Lofa | Kolahun |  | EnDev | Bolahun Faith Clinic | health centre | SHS | 10 |  |  |  | 1 | 10
2015/12 | Liberia | Lofa | Kolahun |  | EnDev | Bolahun Health Center | health centre | SHS | 0 |  |  |  | 1 | 0
2015/12 | Liberia | Lofa | Kolahun |  | EnDev | Mbalotahum | health centre | SHS | 20 |  |  |  | 1 | 20
2015/12 | Liberia | Lofa | Kolahun |  | EnDev | Mbalotahum | health centre | SHS | 10 |  |  |  | 1 | 10
2015/12 | Liberia | Lofa | Kolahun |  | EnDev | Kiantahun | health centre | SHS | 20 |  |  |  | 1 | 20
2015/12 | Liberia | Lofa | Kolahun |  | EnDev | Popalahun | health centre | SHS | 20 |  |  |  | 1 | 20
2015/12 | Liberia | Lofa | Kolahun |  | EnDev | Popalahun | health centre | SHS | 10 |  |  |  | 1 | 10
2015/12 | Liberia | Lofa | Kolahun |  | EnDev | Kamatahun | health centre | SHS | 20 |  |  |  | 1 | 20
2015/12 | Liberia | Lofa | Kolahun |  | EnDev | Kamatahun | health centre | SHS | 10 |  |  |  | 1 | 10
2015/12 | Liberia | Lofa | Kolahun |  | EnDev | Lukasu | health centre | SHS | 20 |  |  |  | 1 | 20
2015/12 | Liberia | Lofa | Kolahun |  | EnDev | Lukasu | health centre | SHS | 10 |  |  |  | 1 | 10
2015/12 | Liberia | Lofa | Voinjama |  | EnDev | Bazigizia | health centre | SHS | 20 |  |  |  | 1 | 20
2015/12 | Liberia | Lofa | Voinjama |  | EnDev | Bazigizia | health centre | SHS | 10 |  |  |  | 1 | 10
2015/12 | Liberia | Lofa | Voinjama |  | EnDev | Dougomai | health centre | SHS | 20 |  |  |  | 1 | 20
2015/12 | Liberia | Lofa | Voinjama |  | EnDev | Dougomai | health centre | SHS | 10 |  |  |  | 1 | 10
2015/12 | Liberia | Lofa | Voinjama |  | EnDev | Balakpalasu | health centre | SHS | 20 |  |  |  | 1 | 20
2015/12 | Liberia | Lofa | Voinjama |  | EnDev | Balakpalasu | health centre | SHS | 10 |  |  |  | 1 | 10
2015/12 | Liberia | Lofa | Voinjama |  | EnDev | VFPCC (Voinjama Free Pentecostal Church Clinic) | health centre | SHS | 20 |  |  |  | 1 | 20
2015/12 | Liberia | Lofa | Voinjama |  | EnDev | VFPCC (Voinjama Free Pentecostal Church Clinic) | health centre | SHS | 10 |  |  |  | 1 | 10
2015/12 | Liberia | Lofa | Voinjama |  | EnDev | Lawalazu | health centre | SHS | 20 |  |  |  | 1 | 20
2015/12 | Liberia | Lofa | Voinjama |  | EnDev | Lawalazu | health centre | SHS | 10 |  |  |  | 1 | 10
2015/12 | Liberia | Lofa | Voinjama |  | EnDev | Tuborgizizu | health centre | SHS | 10 |  |  |  | 1 | 10
2015/12 | Liberia | Lofa | Voinjama |  | EnDev | Kpademai | health centre | SHS | 20 |  |  |  | 1 | 20
2015/12 | Liberia | Lofa | Voinjama |  | EnDev | Kpotomai | health centre | SHS | 20 |  |  |  | 1 | 20
2015/12 | Liberia | Lofa | Voinjama |  | EnDev | Kpotomai | health centre | SHS | 10 |  |  |  | 1 | 10
2015/12 | Liberia | Lofa | Voinjama |  | EnDev | Barkedu | health centre | SHS | 20 |  |  |  | 1 | 20
2015/12 | Liberia | Lofa | Voinjama |  | EnDev | Barkedu | health centre | SHS | 10 |  |  |  | 1 | 10
2015/12 | Liberia | Lofa | Foya |  | EnDev | Mendekorma | health centre | SHS | 20 |  |  |  | 1 | 20
2015/12 | Liberia | Lofa | Foya |  | EnDev | Mendekorma | health centre | SHS | 10 |  |  |  | 1 | 10
2015/12 | Liberia | Gbarpolu | Bopolu |  | EnDev | Bambuta | health centre | SHS | 20 |  |  |  | 1 | 20
2015/12 | Liberia | Gbarpolu | Bopolu |  | EnDev | Bambuta | health centre | SHS | 10 |  |  |  | 1 | 10
2015/12 | Liberia | Gbarpolu | Bopolu |  | EnDev | Totoquelleh | health centre | SHS | 20 |  |  |  | 1 | 20
2015/12 | Liberia | Gbarpolu | Bopolu |  | EnDev | Totoquelleh | health centre | SHS | 10 |  |  |  | 1 | 10
2015/12 | Liberia | Gbarpolu | Bopolu |  | EnDev | Gokala | health centre | SHS | 20 |  |  |  | 1 | 20
2015/12 | Liberia | Gbarpolu | Bopolu |  | EnDev | Gokala | health centre | SHS | 10 |  |  |  | 1 | 10
2015/12 | Liberia | Gbarpolu | Bopolu |  | EnDev | Gbayama | health centre | SHS | 20 |  |  |  | 1 | 20
2015/12 | Liberia | Gbarpolu | Bopolu |  | EnDev | Gbayama | health centre | SHS | 10 |  |  |  | 1 | 10
2015/12 | Liberia | Gbarpolu | Bopolu |  | EnDev | Henry Town | health centre | SHS | 20 |  |  |  | 1 | 20
2015/12 | Liberia | Gbarpolu | Bopolu |  | EnDev | Henry Town | health centre | SHS | 10 |  |  |  | 1 | 10
2015/12 | Liberia | Gbarpolu | Gbarma |  | EnDev | Tarkpoima | health centre | SHS | 20 |  |  |  | 1 | 20
2015/12 | Liberia | Gbarpolu | Gbarma |  | EnDev | Tarkpoima | health centre | SHS | 10 |  |  |  | 1 | 10
2015/12 | Liberia | Gbarpolu | Gbarma |  | EnDev | Gbarma | health centre | SHS | 0 |  |  |  | 1 | 0
2015/12 | Liberia | Gbarpolu | Belleh |  | EnDev | Fassama | health centre | SHS | 20 |  |  |  | 1 | 20
2015/12 | Liberia | Gbarpolu | Bokomu |  | EnDev | Sis. D Medical Clinic | health centre | SHS | 20 |  |  |  | 1 | 20
2015/12 | Liberia | Gbarpolu | Bokomu |  | EnDev | Sis. D Medical Clinic | health centre | SHS | 10 |  |  |  | 1 | 10
2015/12 | Liberia | Gbarpolu | Gbarma |  | EnDev | Weasua | health centre | SHS | 20 |  |  |  | 1 | 20
2015/12 | Liberia | Gbarpolu | Gbarma |  | EnDev | Weasua | health centre | SHS | 10 |  |  |  | 1 | 10
2015/12 | Liberia | Montserrado | Greater Monrovia |  | EnDev | Breath of Life | health centre | SHS | 20 |  |  |  | 1 | 20
2015/12 | Liberia | Montserrado | Greater Monrovia |  | EnDev | Breath of Life | health centre | SHS | 10 |  |  |  | 1 | 10
2015/12 | Liberia | Grand Gedeh | Cavalla |  | EnDev | Janzon Clinic | health centre | SHS | 20 |  |  |  | 1 | 20
2015/12 | Liberia | Grand Gedeh | Cavalla |  | EnDev | Janzon Clinic | health centre | SHS | 10 |  |  |  | 1 | 10
2015/12 | Liberia | Grand Gedeh | Konobo |  | EnDev | Boundary Clinic | health centre | SHS | 20 |  |  |  | 1 | 20
2015/12 | Liberia | Grand Gedeh | Konobo |  | EnDev | Boundary Clinic | health centre | SHS | 10 |  |  |  | 1 | 10
2015/12 | Liberia | Grand Gedeh | Gbao |  | EnDev | Gbarzon Health Center | health centre | SHS | 20 |  |  |  | 1 | 20
2015/12 | Liberia | Grand Gedeh | Gbao |  | EnDev | Polar Clinic | health centre | SHS | 20 |  |  |  | 1 | 20
2015/12 | Liberia | Grand Gedeh | Putu |  | EnDev | Putu Jarwodee | health centre | SHS | 20 |  |  |  | 1 | 20
2015/12 | Liberia | Grand Gedeh | Cavalla |  | EnDev | Beh Town | health centre | SHS | 20 |  |  |  | 1 | 20
2015/12 | Liberia | Grand Gedeh | Putu |  | EnDev | Karlowleh Town | health centre | SHS | 20 |  |  |  | 1 | 20
2015/12 | Liberia | Grand Gedeh | Putu |  | EnDev | Karlowleh Town | health centre | SHS | 10 |  |  |  | 1 | 10
2015/12 | Liberia | Bomi | Klay |  | EnDev | Yassah J. David Christian Academy | school | SHS | 20 |  |  |  | 1 | 20
2015/12 | Liberia | Bomi | Klay |  | EnDev | Yassah J. David Christian Academy | school | SHS | 10 |  |  |  | 1 | 10
2014/12 | Sierra Leone | Bonthe | Nongoba-Bullom | Ministry of Health (EPI), UNICEF | Ministry of Health (EPI) | Gbamani | health centre | solar fridge | 370 | Expanded Programme of Immunization |  |  | 1 | 370
2015/12 | Sierra Leone | Pujehun | Makpele | Ministry of Health (EPI), UNICEF | Ministry of Health (EPI) | GBAHAMA MCHP | health centre | solar fridge | 370 | Expanded Programme of Immunization |  |  | 1 | 370
2015/12 | Sierra Leone | Kono | MAFINDOR | Ministry of Health (EPI), UNICEF | Ministry of Health (EPI) | KAMIENDOR | health centre | solar fridge | 370 | Expanded Programme of Immunization |  |  | 1 | 370
2015/12 | Sierra Leone | Kono | SOA | Ministry of Health (EPI), UNICEF | Ministry of Health (EPI) | MANJAMA | health centre | solar fridge | 370 | Expanded Programme of Immunization |  |  | 1 | 370
2015/12 | Sierra Leone | Kono | TOLI | Ministry of Health (EPI), UNICEF | Ministry of Health (EPI) | KONDEWAKORO | health centre | solar fridge | 370 | Expanded Programme of Immunization |  |  | 1 | 370
2015/12 | Sierra Leone | Kailahun | Luawa | Ministry of Health (EPI), UNICEF | Ministry of Health (EPI) | Sandayallu | health centre | solar fridge | 370 | Expanded Programme of Immunization |  |  | 1 | 370
2015/12 | Liberia | Lofa | Foya |  | EnDev | Porluma | health centre | solar fridge | 300 |  |  |  | 1 | 300
2015/12 | Liberia | Lofa | Foya |  | EnDev | Foya Borma | hospital | solar fridge | 300 |  |  |  | 1 | 300
2015/12 | Liberia | Lofa | Foya |  | EnDev | Youkpedu | health centre | solar fridge | 300 |  |  |  | 1 | 300
2015/12 | Liberia | Lofa | Foya |  | EnDev | Soluma | health centre | solar fridge | 300 |  |  |  | 1 | 300
2015/12 | Liberia | Lofa | Voinjama |  | EnDev | Veasela | health centre | solar fridge | 300 |  |  |  | 1 | 300
2015/12 | Liberia | Lofa | Kolahun |  | EnDev | Nyandemoilohun | health centre | solar fridge | 300 |  |  |  | 1 | 300
2015/12 | Liberia | Grand Gedeh | Cavalla |  | EnDev | Bargblor | health centre | solar fridge | 300 |  |  |  | 1 | 300
2015/12 | Liberia | Grand Gedeh | Cavalla |  | EnDev | Janzon | health centre | solar fridge | 300 |  |  |  | 1 | 300
2015/12 | Liberia | Grand Gedeh | Konobo |  | EnDev | Boundary | health centre | solar fridge | 300 |  |  |  | 1 | 300
2015/12 | Liberia | Grand Gedeh | Putu |  | EnDev | Pennokon Clinic | health centre | solar fridge | 300 |  |  |  | 1 | 300
2015/12 | Liberia | Grand Gedeh | B'hai |  | EnDev | Duogee Clinic | health centre | solar fridge | 300 |  |  |  | 1 | 300
2015/12 | Liberia | Gbarpolu | Gbarma |  | EnDev | Weasua | health centre | solar fridge | 300 |  |  |  | 1 | 300
2015/12 | Liberia | Gbarpolu | Gbarma |  | EnDev | Tarkpoima | health centre | solar fridge | 300 |  |  |  | 1 | 300
2015/12 | Liberia | Gbarpolu | Gbarma |  | EnDev | Gbarma | health centre | solar fridge | 300 |  |  |  | 1 | 300
2015/12 | Liberia | Gbarpolu | Belleh |  | EnDev | Fassama | health centre | solar fridge | 300 |  |  |  | 1 | 300
2015/12 | Liberia | Gbarpolu | Bokomu |  | EnDev | Sis D Medical Clinic | health centre | solar fridge | 300 |  |  |  | 1 | 300
2015/12 | Liberia | Montserrado | Greater Monrovia |  | EnDev | GIZ/ENDEV Office | office | solar fridge | 300 |  |  |  | 1 | 300
2016/12 | Liberia | Bong | Fuama/Bong Town | MoE, Help Liberia e.V. | EnDev | Bong Mines Central High School | school | stand-alone solar system | 600 |  | 6.8133 | -10.3605 | 1 | 600
2016/12 | Liberia | Margibi | Kpah Town | NAEAL | EnDev | Kpah Town | school | SHS | 20 |  | 6.6159 | -10.9297 | 1 | 20
2016/12 | Liberia | Margibi | Gowein | EnDev |  | Gowein Public School | school | SHS | 20 |  | 6.5337 | -10.8854 | 1 | 20
2016/12 | Liberia | Montserrado | Paynesville | Life Liberia Literacy | EnDev | Life for Liberia | school | SHS | 30 |  | 6.2441 | -10.6344 | 1 | 30
2016/12 | Liberia | Montserrado | Barnesville | Ministry of Health | EnDev | Barnesville Health center | health centre | solar fridge | 300 |  | 6.3719 | -10.7254 | 1 | 300
2016/12 | Liberia | Montserrado | Harrisburg | EnDev |  | Harrisburg Clinic | clinic | stand-alone solar system | 750 |  | 6.4896 | -10.653 | 1 | 750
2015/12 | Sierra Leone | Kailahun | Njaluahun | Ministry of Health (EPI), UNICEF | Ministry of Health (EPI) | Nyadehun Govuihun | health centre | solar fridge | 370 | Expanded Programme of Immunization |  |  | 1 | 370
2015/12 | Sierra Leone | Western Urban | Western Area Urban | Ministry of Health (EPI), UNICEF | Ministry of Health (EPI) | Blessed Mokaba Central | health centre | solar fridge | 370 | Expanded Programme of Immunization |  |  | 1 | 370
2015/12 | Sierra Leone | Western Urban | Western Area Urban | Ministry of Health (EPI), UNICEF | Ministry of Health (EPI) | Murray Town MI Room | health centre | solar fridge | 370 | Expanded Programme of Immunization |  |  | 1 | 370
2015/12 | Sierra Leone | Western Urban | Western Area Urban | Ministry of Health (EPI), UNICEF | Ministry of Health (EPI) | Macauley Sat. Hosp | health centre | solar fridge | 370 | Expanded Programme of Immunization |  |  | 1 | 370
2015/12 | Sierra Leone | Western Urban | Western Area Urban | Ministry of Health (EPI), UNICEF | Ministry of Health (EPI) | Ola Durring | health centre | solar fridge | 370 | Expanded Programme of Immunization |  |  | 1 | 370
2015/12 | Sierra Leone | Bo | Jaiama Bongor | Ministry of Health (EPI), UNICEF | Ministry of Health (EPI) | Koribondo CHC | health centre | solar fridge | 370 | Expanded Programme of Immunization |  |  | 1 | 370
2015/12 | Sierra Leone | Bo | Kakua (DCS) | Ministry of Health (EPI), UNICEF | Ministry of Health (EPI) | DCR | health centre | solar fridge | 370 | Expanded Programme of Immunization |  |  | 1 | 370
2016/12 | Guinea | Labe | Labe |  | EnDev | Hafia | clinic | solar fridge | 300 |  |  |  | 1 | 300
2016/12 | Guinea | Labe | Labe |  | EnDev |  |  | SHS | 30 |  |  |  | 1 | 30
2016/12 | Guinea | Labe | Mali |  | EnDev | Centre de santé Amerioré de yembering | clinic | solar fridge | 300 |  |  |  | 1 | 300
2016/12 | Guinea | Labe | Mali |  | EnDev | Centre de santé Amerioré de yembering | clinic | SHS | 30 |  |  |  | 1 | 30
2016/12 | Guinea | Labe | Labe |  | EnDev | Mutuelle de santé de Dalein | clinic | SHS | 30 |  |  |  | 1 | 30
2016/12 | Guinea | Labe | Tougue |  | EnDev | Poste de santé de Fogo | health centre | solar fridge | 300 |  |  |  | 1 | 300
2016/12 | Guinea | Labe | Tougue |  | EnDev |  |  | SHS | 30 |  |  |  | 1 | 30
2016/12 | Guinea | Labe | Labe |  | EnDev | Centre de santé de Dionfo | clinic | solar fridge | 300 |  |  |  | 1 | 300
2016/12 | Guinea | Labe | Labe |  | EnDev |  |  | SHS | 30 |  |  |  | 1 | 30
2016/12 | Guinea | Labe | Lelouma |  | EnDev | Centre de santé de Lelouma | clinic | solar fridge | 300 |  |  |  | 1 | 300
2016/12 | Guinea | Labe | Lelouma |  | EnDev |  |  | SHS | 30 |  |  |  | 1 | 30
2016/12 | Guinea | Labe | Labe |  | EnDev | Centre de santé de Diari | clinic | SHS | 30 |  |  |  | 1 | 30
2016/12 | Guinea | Labe | Labe |  | EnDev |  |  | SHS | 30 |  |  |  | 1 | 30
2016/12 | Guinea | Labe | Labe |  | EnDev | Centre de santé de kouramagui | clinic | SHS | 30 |  |  |  | 1 | 30
2016/12 | Guinea | Labe | Labe |  | EnDev |  |  | SHS | 30 |  |  |  | 1 | 30
2016/12 | Guinea | Labe | Koubia |  | EnDev | Centre de santé de pilimini | clinic | solar fridge | 300 |  |  |  | 1 | 300
2016/12 | Guinea | Labe | Koubia |  | EnDev |  |  | SHS | 30 |  |  |  | 1 | 30
2016/12 | Guinea | Labe | Koubia |  | EnDev | Centre de santé de Matakaou | clinic | solar fridge | 300 |  |  |  | 1 | 300
2016/12 | Guinea | Labe | Koubia |  | EnDev |  |  | SHS | 30 |  |  |  | 1 | 30
2016/12 | Guinea | Labe | Labe |  | EnDev | Centre de santé de kouramagui | clinic | SHS | 30 |  |  |  | 1 | 30
2016/12 | Guinea | Labe | Labe |  | EnDev | Centre de santé de Pellel | clinic | solar fridge | 300 |  |  |  | 1 | 300
2016/12 | Guinea | Labe | Labe |  | EnDev | Centre de santé de Popodara | clinic | SHS | 30 |  |  |  | 1 | 30
2016/12 | Guinea | Labe | Labe |  | EnDev | Centre de santé de Daka | clinic | SHS | 30 |  |  |  | 1 | 30
2016/12 | Guinea | Labe | Labe |  | EnDev | Centre de santé de Sanou | clinic | SHS | 30 |  |  |  | 1 | 30
2016/12 | Guinea | Labe | Labe |  | EnDev | Centre de santé de Noussi | clinic | SHS | 30 |  |  |  | 1 | 30
2016/12 | Guinea | Labe | Labe |  | EnDev | Centre de santé de Kallan | clinic | SHS | 30 |  |  |  | 1 | 30
2016/12 | Guinea | Labe | Tougue |  | EnDev | Centre de santé de Toukourouma | clinic | solar fridge | 300 |  |  |  | 1 | 300
2015/12 | Sierra Leone | Tonkolili | Kunkie | Ministry of Health (EPI), UNICEF | Ministry of Health (EPI) | patiful line | health centre | solar fridge | 370 | Expanded Programme of Immunization |  |  | 1 | 370
2015/12 | Sierra Leone | Tonkolili | Kunkie | Ministry of Health (EPI), UNICEF | Ministry of Health (EPI) | masingbie | health centre | solar fridge | 370 | Expanded Programme of Immunization |  |  | 1 | 370
2015/12 | Sierra Leone | Tonkolili | Gbonkolenken | Ministry of Health (EPI), UNICEF | Ministry of Health (EPI) | massokoh | health centre | solar fridge | 370 | Expanded Programme of Immunization |  |  | 1 | 370
2015/12 | Sierra Leone | Tonkolili | Kholifa Rowalla | Ministry of Health (EPI), UNICEF | Ministry of Health (EPI) | Hinistats mile91 | health centre | solar fridge | 370 | Expanded Programme of Immunization |  |  | 1 | 370
2015/12 | Sierra Leone | Bombali | Bombali Sebora | Ministry of Health (EPI), UNICEF | Ministry of Health (EPI) | DCR | health centre | solar fridge | 370 | Expanded Programme of Immunization |  |  | 1 | 370
2015/12 | Sierra Leone | Bombali | Bombali Sebora | Ministry of Health (EPI), UNICEF | Ministry of Health (EPI) | DCR | health centre | solar fridge | 370 | Expanded Programme of Immunization |  |  | 1 | 370
2015/12 | Sierra Leone | Bombali | Bombali Sebora | Ministry of Health (EPI), UNICEF | Ministry of Health (EPI) | massoray CHP | health centre | solar fridge | 370 | Expanded Programme of Immunization |  |  | 1 | 370
2015/12 | Sierra Leone | Bombali | Mkarie Gboanti | Ministry of Health (EPI), UNICEF | Ministry of Health (EPI) | masongbo CHC | health centre | solar fridge | 370 | Expanded Programme of Immunization |  |  | 1 | 370
2015/12 | Sierra Leone | Bombali | Mkarie Gbanti | Ministry of Health (EPI), UNICEF | Ministry of Health (EPI) | Punthun MCHP | health centre | solar fridge | 370 | Expanded Programme of Immunization |  |  | 1 | 370
2015/12 | Sierra Leone | Bombali | Mkarie Gbanti | Ministry of Health (EPI), UNICEF | Ministry of Health (EPI) | Panlap CHC | health centre | solar fridge | 370 | Expanded Programme of Immunization |  |  | 1 | 370
2015/12 | Sierra Leone | Bombali | Mkarie Gbanti | Ministry of Health (EPI), UNICEF | Ministry of Health (EPI) | Kolisorkoh MCHP | health centre | solar fridge | 370 | Expanded Programme of Immunization |  |  | 1 | 370
2015/12 | Sierra Leone | Bombali | Libiesaygahun | Ministry of Health (EPI), UNICEF | Ministry of Health (EPI) | Mangbaimgba CHP | health centre | solar fridge | 370 | Expanded Programme of Immunization |  |  | 1 | 370
2015/12 | Sierra Leone | Bombali | Paki masabong | Ministry of Health (EPI), UNICEF | Ministry of Health (EPI) | Mapakakie CHC | health centre | solar fridge | 370 | Expanded Programme of Immunization |  |  | 1 | 370
2015/12 | Sierra Leone | Bombali | Paki masabong | Ministry of Health (EPI), UNICEF | Ministry of Health (EPI) | makolor CHP | health centre | solar fridge | 370 | Expanded Programme of Immunization |  |  | 1 | 370
2015/12 | Sierra Leone | Bombali | Paki masabong | Ministry of Health (EPI), UNICEF | Ministry of Health (EPI) | Kathantha Bana CHP | health centre | solar fridge | 370 | Expanded Programme of Immunization |  |  | 1 | 370
2015/12 | Sierra Leone | Bombali | Safrokko limba | Ministry of Health (EPI), UNICEF | Ministry of Health (EPI) | Binkolo CHC | health centre | solar fridge | 370 | Expanded Programme of Immunization |  |  | 1 | 370
2015/12 | Sierra Leone | Bombali | Safrokko limba | Ministry of Health (EPI), UNICEF | Ministry of Health (EPI) | Kabonka CHP | health centre | solar fridge | 370 | Expanded Programme of Immunization |  |  | 1 | 370
2015/12 | Sierra Leone | Bombali | SELLA LIMBA | Ministry of Health (EPI), UNICEF | Ministry of Health (EPI) | KAMAWONIE CHP | health centre | solar fridge | 370 | Expanded Programme of Immunization |  |  | 1 | 370
2015/12 | Sierra Leone | Kambia | Magbema | Ministry of Health (EPI), UNICEF | Ministry of Health (EPI) | GBONKOHMARIA | health centre | solar fridge | 370 | Expanded Programme of Immunization |  |  | 1 | 370
2015/12 | Sierra Leone | Kambia | Magbema | Ministry of Health (EPI), UNICEF | Ministry of Health (EPI) | SENTHAI | health centre | solar fridge | 370 | Expanded Programme of Immunization |  |  | 1 | 370
2015/12 | Sierra Leone | Kambia | Magbema | Ministry of Health (EPI), UNICEF | Ministry of Health (EPI) | DCR | health centre | solar fridge | 370 | Expanded Programme of Immunization |  |  | 1 | 370
2015/12 | Sierra Leone | Kambia | Gbinleh Dixon | Ministry of Health (EPI), UNICEF | Ministry of Health (EPI) | WORREH | health centre | solar fridge | 370 | Expanded Programme of Immunization |  |  | 1 | 370
2015/12 | Sierra Leone | Kambia | Bramaia | Ministry of Health (EPI), UNICEF | Ministry of Health (EPI) | GBOLON | health centre | solar fridge | 370 | Expanded Programme of Immunization |  |  | 1 | 370
2015/12 | Sierra Leone | Kambia | Samu | Ministry of Health (EPI), UNICEF | Ministry of Health (EPI) | KOYA | health centre | solar fridge | 370 | Expanded Programme of Immunization |  |  | 1 | 370
2015/12 | Sierra Leone | Kambia | Samu | Ministry of Health (EPI), UNICEF | Ministry of Health (EPI) | BAPUYA | health centre | solar fridge | 370 | Expanded Programme of Immunization |  |  | 1 | 370
2015/12 | Sierra Leone | Bonthe | Kpanda Kemoh | Ministry of Health (EPI), UNICEF | Ministry of Health (EPI) | Motuo | health centre | solar fridge | 370 | Expanded Programme of Immunization |  |  | 1 | 370
2015/12 | Sierra Leone | Bonthe | Imperi | Ministry of Health (EPI), UNICEF | Ministry of Health (EPI) | Mogbewmo | health centre | solar fridge | 370 | Expanded Programme of Immunization |  |  | 1 | 370
2015/12 | Sierra Leone | Moyamba | Kamajei Zone 4 | Ministry of Health (EPI), UNICEF | Ministry of Health (EPI) | Gondama | health centre | solar fridge | 370 | Expanded Programme of Immunization |  |  | 1 | 370
2015/12 | Sierra Leone | Port Loko | Kwama | Playhouse Foundation | EnDev | St. Clement Secondary School | school | stand-alone solar system | 600 |  |  |  | 1 | 600
2015/12 | Sierra Leone | Port Loko | Lower Koya | Playhouse Foundation | EnDev | Government JSS | school | SHS | 20 |  |  |  | 1 | 20
2015/12 | Sierra Leone | Port Loko | Lower Koya | Playhouse Foundation | EnDev | Government JSS | school | SHS | 10 |  |  |  | 1 | 10
2015/12 | Sierra Leone | Kono | Maima | Playhouse Foundation | EnDev | Maima Primary School | school | SHS | 20 |  |  |  | 1 | 20
2015/12 | Sierra Leone | Kono | Gbense | Playhouse Foundation | EnDev | KDEC Primary School | school | SHS | 20 |  |  |  | 1 | 20
2015/12 | Sierra Leone | Kono | Gbense | Playhouse Foundation | EnDev | KDEC Primary School | school | SHS | 10 |  |  |  | 1 | 10
2015/12 | Sierra Leone | Kono | Fiama | Playhouse Foundation | EnDev | Songu Mbriwa SS | school | SHS | 10 |  |  |  | 1 | 10
2015/12 | Sierra Leone | Western Rural | Kwama | Playhouse Foundation | EnDev | St. Clement SS | school | SHS | 10 |  |  |  | 1 | 10
2015/12 | Sierra Leone | Kono | Gbane Kandor | Playhouse Foundation | EnDev | R.C. Koardu PS | school | SHS | 20 |  |  |  | 1 | 20
2015/12 | Sierra Leone | Kono | Desembadu | Playhouse Foundation | EnDev | Desembadu PS | school | SHS | 10 |  |  |  | 1 | 10
2015/12 | Sierra Leone | Kono | Gbane Kandor | Playhouse Foundation | EnDev | Maliseh JSS | school | SHS | 10 |  |  |  | 1 | 10
2015/12 | Sierra Leone | Kono | Sukudu | Playhouse Foundation | EnDev | UMC PSS | school | SHS | 10 |  |  |  | 1 | 10
2015/12 | Sierra Leone | Kono | Sukudu | Playhouse Foundation | EnDev | Sukudu PHU/MCHP | health centre | SHS | 20 |  |  |  | 1 | 20
2015/12 | Sierra Leone | Port Loko | Kissy Koya | Playhouse Foundation | EnDev | Kissy Koya MCHP/PHU | health centre | SHS | 20 |  |  |  | 1 | 20
2015/12 | Sierra Leone | Port Loko | Kissy Koya | Playhouse Foundation | EnDev | Kissy Koya Nurse's Staff Qurater | health centre | SHS | 10 |  |  |  | 1 | 10
2015/12 | Sierra Leone | Kono | Mafindor | Playhouse Foundation | EnDev | Kamiendor Clinic | health centre | SHS | 20 |  |  |  | 1 | 20
2015/12 | Sierra Leone | Kono | Samequidu | Playhouse Foundation | EnDev | Samequidu MCHP | health centre | SHS | 20 |  |  |  | 1 | 20
2015/12 | Sierra Leone | Kono | Gbane Kandor | Playhouse Foundation | EnDev | Koardu CHC | health centre | SHS | 20 |  |  |  | 1 | 20
2015/12 | Sierra Leone | Kono | Mafindor | Playhouse Foundation | EnDev | Mafindor Youth Center | school | SHS | 20 |  |  |  | 1 | 20
2015/12 | Sierra Leone | Kono | Fiama | Playhouse Foundation | EnDev | Gbetema Community Clinic | health centre | SHS | 10 |  |  |  | 1 | 10
2015/12 | Sierra Leone | Western Rural | Kwama | Playhouse Foundation | EnDev | Crossing Clinic | health centre | SHS | 20 |  |  |  | 1 | 20
2015/12 | Sierra Leone | Western Rural | Kwama | Playhouse Foundation | EnDev | Crossing Clinic | health centre | SHS | 10 |  |  |  | 1 | 10
2015/12 | Sierra Leone | Western Rural | Kwama | Playhouse Foundation | EnDev | Fatima Orphanage | school | SHS | 20 |  |  |  | 1 | 20
2015/12 | Sierra Leone | Western Rural | Kwama | Playhouse Foundation | EnDev | Fatima Orphanage | school | SHS | 10 |  |  |  | 1 | 10
2015/12 | Sierra Leone | Western Rural | Komtbai Ngolla | Playhouse Foundation | EnDev | Komrabai Ngolla | school | SHS | 10 |  |  |  | 1 | 10
2015/12 | Sierra Leone | Western Rural | Kwama | Playhouse Foundation | EnDev | Our Lady of Kwama | school | SHS | 20 |  |  |  | 1 | 20
2015/12 | Sierra Leone | Kono | Gbane Kandor | Playhouse Foundation | EnDev | Koakor PHU | health centre | SHS | 20 |  |  |  | 1 | 20
2015/12 | Sierra Leone | Kono | Mafindor |  | EnDev | Kamiendor Clinic | health centre | solar fridge | 300 |  |  |  | 1 | 300
2015/12 | Sierra Leone | Kono | Mafindor |  | EnDev | Samequidu MCHP | health centre | solar fridge | 300 |  |  |  | 1 | 300
2015/12 | Sierra Leone | Kono | Gbane Kandor |  | EnDev | Koardu CHC | health centre | solar fridge | 300 |  |  |  | 1 | 300
2015/12 | Sierra Leone | Kono | Gbane Kandor |  | EnDev | Sukudu PHU | health centre | solar fridge | 300 |  |  |  | 1 | 300
2015/12 | Sierra Leone | Kono | Fiama |  | EnDev | Gbetema Community Clinic | health centre | solar fridge | 300 |  |  |  | 1 | 300
2015/12 | Sierra Leone | Kono | Gbane Kandor |  | EnDev | Koakor PHU | health centre | solar fridge | 300 |  |  |  | 1 | 300
2016/12 | Sierra Leone | Western Rural |  | Barefoot Women Solar College | Barefoot Women | DEC Teachers Quarters | staff quarter | SHS | 20 |  |  |  | 1 | 20
2016/12 | Sierra Leone | Western Rural |  |  | Barefoot Women | DEC Primary School | school | SHS | 20 |  |  |  | 1 | 20
2016/12 | Sierra Leone | Western Rural | Sumbuya |  | Barefoot Women | Sumbuya Clinic | clinic | SHS | 20 |  |  |  | 1 | 20
2016/12 | Sierra Leone | Western Rural | Makiteh |  | Barefoot Women | Makiteh Clinic | clinic | SHS | 20 |  |  |  | 1 | 20
2016/12 | Sierra Leone | Western Rural | Maforkie |  | Barefoot Women | Maforkie Clinic | clinic | SHS | 20 |  |  |  | 1 | 20
2016/12 | Sierra Leone | Western Rural | Konta Masimera |  | Barefoot Women | Konta Masimera Clinic | clinic | SHS | 30 |  |  |  | 1 | 30
2016/12 | Sierra Leone | Koinadugu | Nasarah |  | Private Company | Nasarah clinic | clinic | stand-alone solar system | 2760 |  |  |  | 1 | 2760
2016/12 | Sierra Leone | Pujehun | Barrie | Ministry of Health (EPI), UNICEF | Ministry of Health (EPI) | TANIANAHUN | health centre | solar fridge | 370 | Expanded Programme of Immunization |  |  | 1 | 370
2016/12 | Sierra Leone | Pujehun | Barrie | Ministry of Health (EPI), UNICEF | Ministry of Health (EPI) | TAMBEYAMA MCHP | health centre | solar fridge | 370 | Expanded Programme of Immunization |  |  | 1 | 370
2016/12 | Sierra Leone | Pujehun | Barrie | Ministry of Health (EPI), UNICEF | Ministry of Health (EPI) | WAIIMA MCHP | health centre | solar fridge | 370 | Expanded Programme of Immunization |  |  | 1 | 370
2016/12 | Sierra Leone | Pujehun | Kpanga Kabondeh | Ministry of Health (EPI), UNICEF | Ministry of Health (EPI) | SORBEH GRIMA MCHP | health centre | solar fridge | 370 | Expanded Programme of Immunization |  |  | 1 | 370
2016/12 | Sierra Leone | Pujehun | Kpanga Kabondeh | Ministry of Health (EPI), UNICEF | Ministry of Health (EPI) | DANDAU CHP | health centre | solar fridge | 370 | Expanded Programme of Immunization |  |  | 1 | 370
2016/12 | Sierra Leone | Pujehun | Kapnaga Krim | Ministry of Health (EPI), UNICEF | Ministry of Health (EPI) | BAYAMA MCHP | health centre | solar fridge | 370 | Expanded Programme of Immunization |  |  | 1 | 370
2016/12 | Sierra Leone | Pujehun | Pejjeh | Ministry of Health (EPI), UNICEF | Ministry of Health (EPI) | PEJEWA MCHP | health centre | solar fridge | 370 | Expanded Programme of Immunization |  |  | 1 | 370
2016/12 | Sierra Leone | Pujehun | Pejjeh | Ministry of Health (EPI), UNICEF | Ministry of Health (EPI) | BUMBEH MCHP | health centre | solar fridge | 370 | Expanded Programme of Immunization |  |  | 1 | 370
2016/12 | Sierra Leone | Pujehun | Sowa | Ministry of Health (EPI), UNICEF | Ministry of Health (EPI) | UPPER KOMEDE MCHP | health centre | solar fridge | 370 | Expanded Programme of Immunization |  |  | 1 | 370
2016/12 | Sierra Leone | Pujehun | Kpakah | Ministry of Health (EPI), UNICEF | Ministry of Health (EPI) | SAAHUN KPAKA MCHP | health centre | solar fridge | 370 | Expanded Programme of Immunization |  |  | 1 | 370
2016/12 | Sierra Leone | Pujehun | Malen | Ministry of Health (EPI), UNICEF | Ministry of Health (EPI) | SAHN CHC | health centre | solar fridge | 370 | Expanded Programme of Immunization |  |  | 1 | 370
2016/12 | Sierra Leone | Pujehun | Malen | Ministry of Health (EPI), UNICEF | Ministry of Health (EPI) | TANINANAHUN MALEN CHP | health centre | solar fridge | 370 | Expanded Programme of Immunization |  |  | 1 | 370
2016/12 | Sierra Leone | Pujehun | MSK | Ministry of Health (EPI), UNICEF | Ministry of Health (EPI) | BENGANIMCHP | health centre | solar fridge | 370 | Expanded Programme of Immunization |  |  | 1 | 370
2016/12 | Sierra Leone | Pujehun | Makpele | Ministry of Health (EPI), UNICEF | Ministry of Health (EPI) | ZIMMI CHC | health centre | solar fridge | 370 | Expanded Programme of Immunization |  |  | 1 | 370
2016/12 | Sierra Leone | Pujehun | Makpele | Ministry of Health (EPI), UNICEF | Ministry of Health (EPI) | GISSIWOLO MCHP | health centre | solar fridge | 370 | Expanded Programme of Immunization |  |  | 1 | 370
2016/12 | Sierra Leone | Pujehun | Makpele | Ministry of Health (EPI), UNICEF | Ministry of Health (EPI) | GOFOR CHP | health centre | solar fridge | 370 | Expanded Programme of Immunization |  |  | 1 | 370
2016/12 | Sierra Leone | Pujehun | Soro Gbema | Ministry of Health (EPI), UNICEF | Ministry of Health (EPI) | FAIRO CHC | health centre | solar fridge | 370 | Expanded Programme of Immunization |  |  | 1 | 370
2016/12 | Sierra Leone | Pujehun | Soro Gbema | Ministry of Health (EPI), UNICEF | Ministry of Health (EPI) | WAI MCHP | health centre | solar fridge | 370 | Expanded Programme of Immunization |  |  | 1 | 370
2016/12 | Sierra Leone | Pujehun | YKK | Ministry of Health (EPI), UNICEF | Ministry of Health (EPI) | Kombeima MCHP | health centre | solar fridge | 370 | Expanded Programme of Immunization |  |  | 1 | 370
2016/12 | Sierra Leone | Kono | GBANE KANDOR | Ministry of Health (EPI), UNICEF | Ministry of Health (EPI) | KOARDU | health centre | solar fridge | 370 | Expanded Programme of Immunization |  |  | 1 | 370
2016/12 | Sierra Leone | Kono | SOA | Ministry of Health (EPI), UNICEF | Ministry of Health (EPI) | FUEROR | health centre | solar fridge | 370 | Expanded Programme of Immunization |  |  | 1 | 370
2016/12 | Sierra Leone | Kono | LEI | Ministry of Health (EPI), UNICEF | Ministry of Health (EPI) | Saiama | health centre | solar fridge | 370 | Expanded Programme of Immunization |  |  | 1 | 370
2016/12 | Sierra Leone | Kono | LEI | Ministry of Health (EPI), UNICEF | Ministry of Health (EPI) | KONGOIFEH | health centre | solar fridge | 370 | Expanded Programme of Immunization |  |  | 1 | 370
2016/12 | Sierra Leone | Kono | TOLI | Ministry of Health (EPI), UNICEF | Ministry of Health (EPI) | KPETEMA | health centre | solar fridge | 370 | Expanded Programme of Immunization |  |  | 1 | 370
2016/12 | Sierra Leone | Kono | FIAMA | Ministry of Health (EPI), UNICEF | Ministry of Health (EPI) | KPETEMA | health centre | solar fridge | 370 | Expanded Programme of Immunization |  |  | 1 | 370
2016/12 | Sierra Leone | Kono | SANDOR | Ministry of Health (EPI), UNICEF | Ministry of Health (EPI) | KOCHEROR | health centre | solar fridge | 370 | Expanded Programme of Immunization |  |  | 1 | 370
2016/12 | Sierra Leone | Kono | SANDOR | Ministry of Health (EPI), UNICEF | Ministry of Health (EPI) | MASUNDU | health centre | solar fridge | 370 | Expanded Programme of Immunization |  |  | 1 | 370
2016/12 | Sierra Leone | Kono | SANDOR | Ministry of Health (EPI), UNICEF | Ministry of Health (EPI) | BAMGABAYA | health centre | solar fridge | 370 | Expanded Programme of Immunization |  |  | 1 | 370
2016/12 | Sierra Leone | Kono | GORAMA KONO | Ministry of Health (EPI), UNICEF | Ministry of Health (EPI) | BUNABU | health centre | solar fridge | 370 | Expanded Programme of Immunization |  |  | 1 | 370
2016/12 | Sierra Leone | Kono | NIMIYAMA | Ministry of Health (EPI), UNICEF | Ministry of Health (EPI) | PEYA | health centre | solar fridge | 370 | Expanded Programme of Immunization |  |  | 1 | 370
2016/12 | Sierra Leone | Kono | NIMIKORO | Ministry of Health (EPI), UNICEF | Ministry of Health (EPI) | BUMPEH | health centre | solar fridge | 370 | Expanded Programme of Immunization |  |  | 1 | 370
2016/12 | Sierra Leone | Kono | NIMIKORO | Ministry of Health (EPI), UNICEF | Ministry of Health (EPI) | SEIDU | health centre | solar fridge | 370 | Expanded Programme of Immunization |  |  | 1 | 370
2016/12 | Sierra Leone | Kono | Sandor | Ministry of Health (EPI), UNICEF | Ministry of Health (EPI) | Gbeaya MCHP | health centre | solar fridge | 370 | Expanded Programme of Immunization |  |  | 1 | 370
2016/12 | Sierra Leone | Kono | Sandor | Ministry of Health (EPI), UNICEF | Ministry of Health (EPI) | Yardu MCHP | health centre | solar fridge | 370 | Expanded Programme of Immunization |  |  | 1 | 370
2016/12 | Sierra Leone | Kono | Gbane | Ministry of Health (EPI), UNICEF | Ministry of Health (EPI) | Sindadu MCHP | health centre | solar fridge | 370 | Expanded Programme of Immunization |  |  | 1 | 370
2016/12 | Sierra Leone | Kenema | Dama | Ministry of Health (EPI), UNICEF | Ministry of Health (EPI) | Njala Grima | health centre | solar fridge | 370 | Expanded Programme of Immunization |  |  | 1 | 370
2016/12 | Sierra Leone | Kenema | Dama | Ministry of Health (EPI), UNICEF | Ministry of Health (EPI) | Kpandebu | health centre | solar fridge | 370 | Expanded Programme of Immunization |  |  | 1 | 370
2016/12 | Sierra Leone | Kenema | Tunkia | Ministry of Health (EPI), UNICEF | Ministry of Health (EPI) | Gegbwema | health centre | solar fridge | 370 | Expanded Programme of Immunization |  |  | 1 | 370
2016/12 | Sierra Leone | Kenema | Tunkia | Ministry of Health (EPI), UNICEF | Ministry of Health (EPI) | Belebu | health centre | solar fridge | 370 | Expanded Programme of Immunization |  |  | 1 | 370
2016/12 | Sierra Leone | Kenema | Langrama | Ministry of Health (EPI), UNICEF | Ministry of Health (EPI) | Yabaima | health centre | solar fridge | 370 | Expanded Programme of Immunization |  |  | 1 | 370
2016/12 | Sierra Leone | Kenema | Small Bo | Ministry of Health (EPI), UNICEF | Ministry of Health (EPI) | Doujou | health centre | solar fridge | 370 | Expanded Programme of Immunization |  |  | 1 | 370
2016/12 | Sierra Leone | Kenema | Kandu | Ministry of Health (EPI), UNICEF | Ministry of Health (EPI) | Levuma | health centre | solar fridge | 370 | Expanded Programme of Immunization |  |  | 1 | 370
2016/12 | Sierra Leone | Kenema | Nongorwa | Ministry of Health (EPI), UNICEF | Ministry of Health (EPI) | Nekabo | health centre | solar fridge | 370 | Expanded Programme of Immunization |  |  | 1 | 370
2016/12 | Sierra Leone | Kenema | Nongorwa | Ministry of Health (EPI), UNICEF | Ministry of Health (EPI) | Hangha | health centre | solar fridge | 370 | Expanded Programme of Immunization |  |  | 1 | 370
2016/12 | Sierra Leone | Kenema | Simbaru | Ministry of Health (EPI), UNICEF | Ministry of Health (EPI) | Gbangieima | health centre | solar fridge | 370 | Expanded Programme of Immunization |  |  | 1 | 370
2016/12 | Sierra Leone | Kenema | Lower Bambara | Ministry of Health (EPI), UNICEF | Ministry of Health (EPI) | Konia | health centre | solar fridge | 370 | Expanded Programme of Immunization |  |  | 1 | 370
2016/12 | Sierra Leone | Kenema | Lower Bambara | Ministry of Health (EPI), UNICEF | Ministry of Health (EPI) | Tongo | health centre | solar fridge | 370 | Expanded Programme of Immunization |  |  | 1 | 370
2016/12 | Sierra Leone | Kailahun | Njaluahun | Ministry of Health (EPI), UNICEF | Ministry of Health (EPI) | Bandajuma Kpolihun | health centre | solar fridge | 370 | Expanded Programme of Immunization |  |  | 1 | 370
2016/12 | Sierra Leone | Port Loko | Sanda Magbolonthor | Ministry of Health (EPI), UNICEF | Ministry of Health (EPI) | Kantia | health centre | solar fridge | 370 | Expanded Programme of Immunization |  |  | 1 | 370
2016/12 | Sierra Leone | Port Loko | Masimra | Ministry of Health (EPI), UNICEF | Ministry of Health (EPI) | Katick | health centre | solar fridge | 370 | Expanded Programme of Immunization |  |  | 1 | 370
2016/12 | Sierra Leone | Port Loko | Masimra | Ministry of Health (EPI), UNICEF | Ministry of Health (EPI) | Mayolla Lalratun | health centre | solar fridge | 370 | Expanded Programme of Immunization |  |  | 1 | 370
2016/12 | Sierra Leone | Port Loko | Koya | Ministry of Health (EPI), UNICEF | Ministry of Health (EPI) | Kurankoh | health centre | solar fridge | 370 | Expanded Programme of Immunization |  |  | 1 | 370
2016/12 | Sierra Leone | Port Loko | Koya | Ministry of Health (EPI), UNICEF | Ministry of Health (EPI) | Komrabai Ngolla | health centre | solar fridge | 370 | Expanded Programme of Immunization |  |  | 1 | 370
2016/12 | Sierra Leone | Western Urban | Western Area Urban | Ministry of Health (EPI), UNICEF | Ministry of Health (EPI) | DCR | health centre | solar fridge | 370 | Expanded Programme of Immunization |  |  | 1 | 370
2016/12 | Sierra Leone | Western Urban | Western Area Urban | Ministry of Health (EPI), UNICEF | Ministry of Health (EPI) | DCR | health centre | solar fridge | 370 | Expanded Programme of Immunization |  |  | 1 | 370
2016/12 | Sierra Leone | Western Rural | Western Area Rural | Ministry of Health (EPI), UNICEF | Ministry of Health (EPI) | Tokeh | health centre | solar fridge | 370 | Expanded Programme of Immunization |  |  | 1 | 370
2016/12 | Sierra Leone | Bo | Baoma | Ministry of Health (EPI), UNICEF | Ministry of Health (EPI) | Jembeh CHC | health centre | solar fridge | 370 | Expanded Programme of Immunization |  |  | 1 | 370
2016/12 | Sierra Leone | Bo | Baoma | Ministry of Health (EPI), UNICEF | Ministry of Health (EPI) | Yakaji MCHP | health centre | solar fridge | 370 | Expanded Programme of Immunization |  |  | 1 | 370
2016/12 | Sierra Leone | Bo | Baoma | Ministry of Health (EPI), UNICEF | Ministry of Health (EPI) | Yamandu CHC | health centre | solar fridge | 370 | Expanded Programme of Immunization |  |  | 1 | 370
2016/12 | Sierra Leone | Bo | Bargbwe | Ministry of Health (EPI), UNICEF | Ministry of Health (EPI) | Ngalu CHC | health centre | solar fridge | 370 | Expanded Programme of Immunization |  |  | 1 | 370
2016/12 | Sierra Leone | Bo | Bargbo | Ministry of Health (EPI), UNICEF | Ministry of Health (EPI) | Niagorehun | health centre | solar fridge | 370 | Expanded Programme of Immunization |  |  | 1 | 370
2016/12 | Sierra Leone | Bo | Bargbo | Ministry of Health (EPI), UNICEF | Ministry of Health (EPI) | Jimmi | health centre | solar fridge | 370 | Expanded Programme of Immunization |  |  | 1 | 370
2016/12 | Sierra Leone | Bo | Bumpe | Ministry of Health (EPI), UNICEF | Ministry of Health (EPI) | Taninahun CHP | health centre | solar fridge | 370 | Expanded Programme of Immunization |  |  | 1 | 370
2016/12 | Sierra Leone | Bo | Bumpe | Ministry of Health (EPI), UNICEF | Ministry of Health (EPI) | Sahn Bumpeh CHP | health centre | solar fridge | 370 | Expanded Programme of Immunization |  |  | 1 | 370
2016/12 | Sierra Leone | Bo | Bumpe | Ministry of Health (EPI), UNICEF | Ministry of Health (EPI) | Kpetema CHP | health centre | solar fridge | 370 | Expanded Programme of Immunization |  |  | 1 | 370
2016/12 | Sierra Leone | Bo | Bumpe | Ministry of Health (EPI), UNICEF | Ministry of Health (EPI) | Mokpende MCHP | health centre | solar fridge | 370 | Expanded Programme of Immunization |  |  | 1 | 370
2016/12 | Sierra Leone | Bo | Bumpe | Ministry of Health (EPI), UNICEF | Ministry of Health (EPI) | Gbaima CHC | health centre | solar fridge | 370 | Expanded Programme of Immunization |  |  | 1 | 370
2016/12 | Sierra Leone | Bo | Jaiama Bongor | Ministry of Health (EPI), UNICEF | Ministry of Health (EPI) | Telu CHP | health centre | solar fridge | 370 | Expanded Programme of Immunization |  |  | 1 | 370
2016/12 | Sierra Leone | Bo | Lugbu | Ministry of Health (EPI), UNICEF | Ministry of Health (EPI) | Sumbuya CHC | health centre | solar fridge | 370 | Expanded Programme of Immunization |  |  | 1 | 370
2016/12 | Sierra Leone | Bo | Lugbu | Ministry of Health (EPI), UNICEF | Ministry of Health (EPI) | Heima MCHP | health centre | solar fridge | 370 | Expanded Programme of Immunization |  |  | 1 | 370
2016/12 | Sierra Leone | Bo | Lugbu | Ministry of Health (EPI), UNICEF | Ministry of Health (EPI) | Karleh MCHP | health centre | solar fridge | 370 | Expanded Programme of Immunization |  |  | 1 | 370
2016/12 | Sierra Leone | Bo | Tikonko | Ministry of Health (EPI), UNICEF | Ministry of Health (EPI) | Boamahun CHC | health centre | solar fridge | 370 | Expanded Programme of Immunization |  |  | 1 | 370
2016/12 | Sierra Leone | Bo | Valunia | Ministry of Health (EPI), UNICEF | Ministry of Health (EPI) | Foya CHP | health centre | solar fridge | 370 | Expanded Programme of Immunization |  |  | 1 | 370
2016/12 | Sierra Leone | Bo | Wonde | Ministry of Health (EPI), UNICEF | Ministry of Health (EPI) | Gboyama CHC | health centre | solar fridge | 370 | Expanded Programme of Immunization |  |  | 1 | 370
2016/12 | Sierra Leone | Tonkolili | Kholifa Rawalla | Ministry of Health (EPI), UNICEF | Ministry of Health (EPI) | Magburaka | health centre | solar fridge | 370 | Expanded Programme of Immunization |  |  | 1 | 370
2016/12 | Sierra Leone | Tonkolili | Kholifa Rawalla | Ministry of Health (EPI), UNICEF | Ministry of Health (EPI) | Magburaka | health centre | solar fridge | 370 | Expanded Programme of Immunization |  |  | 1 | 370
2016/12 | Sierra Leone | Tonkolili | Kafia simiria | Ministry of Health (EPI), UNICEF | Ministry of Health (EPI) | Mabontor | health centre | solar fridge | 370 | Expanded Programme of Immunization |  |  | 1 | 370
2016/12 | Sierra Leone | Tonkolili | Kafie simiria | Ministry of Health (EPI), UNICEF | Ministry of Health (EPI) | Makonthanday | health centre | solar fridge | 370 | Expanded Programme of Immunization |  |  | 1 | 370
2016/12 | Sierra Leone | Tonkolili | Kalansogoa | Ministry of Health (EPI), UNICEF | Ministry of Health (EPI) | Bumbuna | health centre | solar fridge | 370 | Expanded Programme of Immunization |  |  | 1 | 370
2016/12 | Sierra Leone | Tonkolili | Sambia bendugu | Ministry of Health (EPI), UNICEF | Ministry of Health (EPI) | Bendugu | health centre | solar fridge | 370 | Expanded Programme of Immunization |  |  | 1 | 370
2016/12 | Sierra Leone | Tonkolili | Tane | Ministry of Health (EPI), UNICEF | Ministry of Health (EPI) | Mangaybana | health centre | solar fridge | 370 | Expanded Programme of Immunization |  |  | 1 | 370
2016/12 | Sierra Leone | Tonkolili | Kunkie | Ministry of Health (EPI), UNICEF | Ministry of Health (EPI) | Mamans O sanka | health centre | solar fridge | 370 | Expanded Programme of Immunization |  |  | 1 | 370
2016/12 | Sierra Leone | Tonkolili | Kunkie | Ministry of Health (EPI), UNICEF | Ministry of Health (EPI) | fothane junction | health centre | solar fridge | 370 | Expanded Programme of Immunization |  |  | 1 | 370
2016/12 | Sierra Leone | Tonkolili | Gbonkolenken | Ministry of Health (EPI), UNICEF | Ministry of Health (EPI) | yele | health centre | solar fridge | 370 | Expanded Programme of Immunization |  |  | 1 | 370
2016/12 | Sierra Leone | Tonkolili | Kholifa Mabang | Ministry of Health (EPI), UNICEF | Ministry of Health (EPI) | komraba ai yoni | health centre | solar fridge | 370 | Expanded Programme of Immunization |  |  | 1 | 370
2016/12 | Sierra Leone | Tonkolili | Kholifa Mabang | Ministry of Health (EPI), UNICEF | Ministry of Health (EPI) | mabang | health centre | solar fridge | 370 | Expanded Programme of Immunization |  |  | 1 | 370
2016/12 | Sierra Leone | Bombali | BIRIWA | Ministry of Health (EPI), UNICEF | Ministry of Health (EPI) | KAYAINKAISSA | health centre | solar fridge | 370 | Expanded Programme of Immunization |  |  | 1 | 370
2016/12 | Sierra Leone | Bombali | BIRIWA | Ministry of Health (EPI), UNICEF | Ministry of Health (EPI) | MANJORO MCHP | health centre | solar fridge | 370 | Expanded Programme of Immunization |  |  | 1 | 370
2016/12 | Sierra Leone | Bombali | BIRIWA | Ministry of Health (EPI), UNICEF | Ministry of Health (EPI) | KARINA CHP | health centre | solar fridge | 370 | Expanded Programme of Immunization |  |  | 1 | 370
2016/12 | Sierra Leone | Bombali | GBEMDEBU NGOWAHUN | Ministry of Health (EPI), UNICEF | Ministry of Health (EPI) | KALANBGA CHC | health centre | solar fridge | 370 | Expanded Programme of Immunization |  |  | 1 | 370
2016/12 | Sierra Leone | Bombali | GBEMDEBU NGOWAHUN | Ministry of Health (EPI), UNICEF | Ministry of Health (EPI) | GBENDEMBU CHC | health centre | solar fridge | 370 | Expanded Programme of Immunization |  |  | 1 | 370
2016/12 | Sierra Leone | Bombali | SNADA TENDAREN | Ministry of Health (EPI), UNICEF | Ministry of Health (EPI) | MABUDUNKA CHC | health centre | solar fridge | 370 | Expanded Programme of Immunization |  |  | 1 | 370
2016/12 | Sierra Leone | Bombali | SANDA LOKO | Ministry of Health (EPI), UNICEF | Ministry of Health (EPI) | LAYA MCHP | health centre | solar fridge | 370 | Expanded Programme of Immunization |  |  | 1 | 370
2016/12 | Sierra Leone | Bombali | TAMBAKA | Ministry of Health (EPI), UNICEF | Ministry of Health (EPI) | SAMAYA CHP | health centre | solar fridge | 370 | Expanded Programme of Immunization |  |  | 1 | 370
2016/12 | Sierra Leone | Bombali | TAMBAKA | Ministry of Health (EPI), UNICEF | Ministry of Health (EPI) | DUBAYA | health centre | solar fridge | 370 | Expanded Programme of Immunization |  |  | 1 | 370
2016/12 | Sierra Leone | Bombali | Gbendebu Gowahun | Ministry of Health (EPI), UNICEF | Ministry of Health (EPI) | Mahame CHP | health centre | solar fridge | 370 | Expanded Programme of Immunization |  |  | 1 | 370
2016/12 | Sierra Leone | Koinadugu | W.W. Yagala | Ministry of Health (EPI), UNICEF | Ministry of Health (EPI) | SENEKEDUGU CHP | health centre | solar fridge | 370 | Expanded Programme of Immunization |  |  | 1 | 370
2016/12 | Sierra Leone | Koinadugu | W.W. Yagala | Ministry of Health (EPI), UNICEF | Ministry of Health (EPI) | District Cold Stores | health centre | solar fridge | 370 | Expanded Programme of Immunization |  |  | 1 | 370
2016/12 | Sierra Leone | Koinadugu | W.W. Yagala | Ministry of Health (EPI), UNICEF | Ministry of Health (EPI) | District Cold Stores | health centre | solar fridge | 370 | Expanded Programme of Immunization |  |  | 1 | 370
2016/12 | Sierra Leone | Koinadugu | W.W. Yagala | Ministry of Health (EPI), UNICEF | Ministry of Health (EPI) | District Cold Stores | health centre | solar fridge | 370 | Expanded Programme of Immunization |  |  | 1 | 370
2016/12 | Sierra Leone | Koinadugu | W.W. Yagala | Ministry of Health (EPI), UNICEF | Ministry of Health (EPI) | District Cold Stores | health centre | solar fridge | 370 | Expanded Programme of Immunization |  |  | 1 | 370
2016/12 | Sierra Leone | Koinadugu | Sengbe | Ministry of Health (EPI), UNICEF | Ministry of Health (EPI) | Kondeya | health centre | solar fridge | 370 | Expanded Programme of Immunization |  |  | 1 | 370
2016/12 | Sierra Leone | Koinadugu | Sengbe | Ministry of Health (EPI), UNICEF | Ministry of Health (EPI) | Kamadu Sokuralla | health centre | solar fridge | 370 | Expanded Programme of Immunization |  |  | 1 | 370
2016/12 | Sierra Leone | Koinadugu | Diang | Ministry of Health (EPI), UNICEF | Ministry of Health (EPI) | Kondembaia | health centre | solar fridge | 370 | Expanded Programme of Immunization |  |  | 1 | 370
2016/12 | Sierra Leone | Koinadugu | Nennie | Ministry of Health (EPI), UNICEF | Ministry of Health (EPI) | Yiffin | health centre | solar fridge | 370 | Expanded Programme of Immunization |  |  | 1 | 370
2016/12 | Sierra Leone | Koinadugu | Nennie | Ministry of Health (EPI), UNICEF | Ministry of Health (EPI) | Alikalia | health centre | solar fridge | 370 | Expanded Programme of Immunization |  |  | 1 | 370
2016/12 | Sierra Leone | Koinadugu | Nennie | Ministry of Health (EPI), UNICEF | Ministry of Health (EPI) | Sumbaria | health centre | solar fridge | 370 | Expanded Programme of Immunization |  |  | 1 | 370
2016/12 | Sierra Leone | Koinadugu | Nennie | Ministry of Health (EPI), UNICEF | Ministry of Health (EPI) | Krutor | health centre | solar fridge | 370 | Expanded Programme of Immunization |  |  | 1 | 370
2016/12 | Sierra Leone | Koinadugu | Neya | Ministry of Health (EPI), UNICEF | Ministry of Health (EPI) | Kurubonla | health centre | solar fridge | 370 | Expanded Programme of Immunization |  |  | 1 | 370
2016/12 | Sierra Leone | Koinadugu | Neya | Ministry of Health (EPI), UNICEF | Ministry of Health (EPI) | Mansofinia | health centre | solar fridge | 370 | Expanded Programme of Immunization |  |  | 1 | 370
2016/12 | Sierra Leone | Koinadugu | Neya | Ministry of Health (EPI), UNICEF | Ministry of Health (EPI) | Yarawadu | health centre | solar fridge | 370 | Expanded Programme of Immunization |  |  | 1 | 370
2016/12 | Sierra Leone | Koinadugu | Mongor | Ministry of Health (EPI), UNICEF | Ministry of Health (EPI) | Mongo Bendugu | health centre | solar fridge | 370 | Expanded Programme of Immunization |  |  | 1 | 370
2016/12 | Sierra Leone | Koinadugu | Mongor | Ministry of Health (EPI), UNICEF | Ministry of Health (EPI) | Walia | health centre | solar fridge | 370 | Expanded Programme of Immunization |  |  | 1 | 370
2016/12 | Sierra Leone | Koinadugu | Mongor | Ministry of Health (EPI), UNICEF | Ministry of Health (EPI) | Seria | health centre | solar fridge | 370 | Expanded Programme of Immunization |  |  | 1 | 370
2016/12 | Sierra Leone | Koinadugu | Sulima | Ministry of Health (EPI), UNICEF | Ministry of Health (EPI) | Ganya | health centre | solar fridge | 370 | Expanded Programme of Immunization |  |  | 1 | 370
2016/12 | Sierra Leone | Koinadugu | Follo Saba Dembelia | Ministry of Health (EPI), UNICEF | Ministry of Health (EPI) | Musaia | health centre | solar fridge | 370 | Expanded Programme of Immunization |  |  | 1 | 370
2016/12 | Sierra Leone | Koinadugu | Follo Saba Dembelia | Ministry of Health (EPI), UNICEF | Ministry of Health (EPI) | Gbentu | health centre | solar fridge | 370 | Expanded Programme of Immunization |  |  | 1 | 370
2016/12 | Sierra Leone | Koinadugu | Wara Bafodia | Ministry of Health (EPI), UNICEF | Ministry of Health (EPI) | Bafodia | health centre | solar fridge | 370 | Expanded Programme of Immunization |  |  | 1 | 370
2016/12 | Sierra Leone | Koinadugu | Wara Bafodia | Ministry of Health (EPI), UNICEF | Ministry of Health (EPI) | Kadanso | health centre | solar fridge | 370 | Expanded Programme of Immunization |  |  | 1 | 370
2016/12 | Sierra Leone | Koinadugu | Kosonko | Ministry of Health (EPI), UNICEF | Ministry of Health (EPI) | Fadugu | health centre | solar fridge | 370 | Expanded Programme of Immunization |  |  | 1 | 370
2016/12 | Sierra Leone | Koinadugu | Kosonko | Ministry of Health (EPI), UNICEF | Ministry of Health (EPI) | Madina Gbonkorbor | health centre | solar fridge | 370 | Expanded Programme of Immunization |  |  | 1 | 370
2016/12 | Sierra Leone | Koinadugu | Nennie | Ministry of Health (EPI), UNICEF | Ministry of Health (EPI) | Kumala CHP | health centre | solar fridge | 370 | Expanded Programme of Immunization |  |  | 1 | 370
2016/12 | Sierra Leone | Kambia | Magbema | Ministry of Health (EPI), UNICEF | Ministry of Health (EPI) | ROKUPR | health centre | solar fridge | 370 | Expanded Programme of Immunization |  |  | 1 | 370
2016/12 | Sierra Leone | Kambia | Magbema | Ministry of Health (EPI), UNICEF | Ministry of Health (EPI) | BAMOI LUMA | health centre | solar fridge | 370 | Expanded Programme of Immunization |  |  | 1 | 370
2016/12 | Sierra Leone | Kambia | Magbema | Ministry of Health (EPI), UNICEF | Ministry of Health (EPI) | MENI CURVE | health centre | solar fridge | 370 | Expanded Programme of Immunization |  |  | 1 | 370
2016/12 | Sierra Leone | Kambia | Magbema | Ministry of Health (EPI), UNICEF | Ministry of Health (EPI) | DCR | health centre | solar fridge | 370 | Expanded Programme of Immunization |  |  | 1 | 370
2016/12 | Sierra Leone | Kambia | Tonko Limba | Ministry of Health (EPI), UNICEF | Ministry of Health (EPI) | KAMASSASA | health centre | solar fridge | 370 | Expanded Programme of Immunization |  |  | 1 | 370
2016/12 | Sierra Leone | Kambia | Tonko Limba | Ministry of Health (EPI), UNICEF | Ministry of Health (EPI) | MASUNTHUN | health centre | solar fridge | 370 | Expanded Programme of Immunization |  |  | 1 | 370
2016/12 | Sierra Leone | Kambia | Gbinleh Dixon | Ministry of Health (EPI), UNICEF | Ministry of Health (EPI) | TAWUYA | health centre | solar fridge | 370 | Expanded Programme of Immunization |  |  | 1 | 370
2016/12 | Sierra Leone | Kambia | Gbinleh Dixon | Ministry of Health (EPI), UNICEF | Ministry of Health (EPI) | MAGBENGBEH | health centre | solar fridge | 370 | Expanded Programme of Immunization |  |  | 1 | 370
2016/12 | Sierra Leone | Kambia | Bramaia | Ministry of Health (EPI), UNICEF | Ministry of Health (EPI) | KUKUNA | health centre | solar fridge | 370 | Expanded Programme of Immunization |  |  | 1 | 370
2016/12 | Sierra Leone | Kambia | Mambolo | Ministry of Health (EPI), UNICEF | Ministry of Health (EPI) | KALAINKAY | health centre | solar fridge | 370 | Expanded Programme of Immunization |  |  | 1 | 370
2016/12 | Sierra Leone | Kambia | Mambolo | Ministry of Health (EPI), UNICEF | Ministry of Health (EPI) | MACOTH | health centre | solar fridge | 370 | Expanded Programme of Immunization |  |  | 1 | 370
2016/12 | Sierra Leone | Kambia | Samu | Ministry of Health (EPI), UNICEF | Ministry of Health (EPI) | Magbema MCHP | health centre | solar fridge | 370 | Expanded Programme of Immunization |  |  | 1 | 370
2016/12 | Sierra Leone | Kambia | Mambolo | Ministry of Health (EPI), UNICEF | Ministry of Health (EPI) | Mayakie MCHP | health centre | solar fridge | 370 | Expanded Programme of Immunization |  |  | 1 | 370
2016/12 | Sierra Leone | Kambia | Samu | Ministry of Health (EPI), UNICEF | Ministry of Health (EPI) | Koya MCHP | health centre | solar fridge | 370 | Expanded Programme of Immunization |  |  | 1 | 370
2016/12 | Sierra Leone | Bonthe | jong | Ministry of Health (EPI), UNICEF | Ministry of Health (EPI) | Jorma | health centre | solar fridge | 370 | Expanded Programme of Immunization |  |  | 1 | 370
2016/12 | Sierra Leone | Bonthe | Jong | Ministry of Health (EPI), UNICEF | Ministry of Health (EPI) | Moyowa | health centre | solar fridge | 370 | Expanded Programme of Immunization |  |  | 1 | 370
2016/12 | Sierra Leone | Bonthe | Yawbeko | Ministry of Health (EPI), UNICEF | Ministry of Health (EPI) | Mobefa | health centre | solar fridge | 370 | Expanded Programme of Immunization |  |  | 1 | 370
2016/12 | Sierra Leone | Bonthe | Sittia | Ministry of Health (EPI), UNICEF | Ministry of Health (EPI) | Yoni | health centre | solar fridge | 370 | Expanded Programme of Immunization |  |  | 1 | 370
2016/12 | Sierra Leone | Bonthe | Bum | Ministry of Health (EPI), UNICEF | Ministry of Health (EPI) | Madina | health centre | solar fridge | 370 | Expanded Programme of Immunization |  |  | 1 | 370
2016/12 | Sierra Leone | Bonthe | Bum | Ministry of Health (EPI), UNICEF | Ministry of Health (EPI) | Sogballeh | health centre | solar fridge | 370 | Expanded Programme of Immunization |  |  | 1 | 370
2016/12 | Sierra Leone | Bonthe | Bendu-Cha | Ministry of Health (EPI), UNICEF | Ministry of Health (EPI) | Topion | health centre | solar fridge | 370 | Expanded Programme of Immunization |  |  | 1 | 370
2016/12 | Sierra Leone | Bonthe | Bendu-Cha | Ministry of Health (EPI), UNICEF | Ministry of Health (EPI) | Tergbe | health centre | solar fridge | 370 | Expanded Programme of Immunization |  |  | 1 | 370
2016/12 | Sierra Leone | Bonthe | Sogbini | Ministry of Health (EPI), UNICEF | Ministry of Health (EPI) | Ngueh | health centre | solar fridge | 370 | Expanded Programme of Immunization |  |  | 1 | 370
2016/12 | Sierra Leone | Moyamba | Bagruwa Zone 5 | Ministry of Health (EPI), UNICEF | Ministry of Health (EPI) | Bumpe River | health centre | solar fridge | 370 | Expanded Programme of Immunization |  |  | 1 | 370
2016/12 | Sierra Leone | Moyamba | Bumpeh Zone 1 | Ministry of Health (EPI), UNICEF | Ministry of Health (EPI) | Rotifunk | health centre | solar fridge | 370 | Expanded Programme of Immunization |  |  | 1 | 370
2016/12 | Sierra Leone | Moyamba | Fakunya Zone 2 | Ministry of Health (EPI), UNICEF | Ministry of Health (EPI) | Njagbahun | health centre | solar fridge | 370 | Expanded Programme of Immunization |  |  | 1 | 370
2016/12 | Sierra Leone | Moyamba | Kongbora Zone 1 | Ministry of Health (EPI), UNICEF | Ministry of Health (EPI) | Bauya | health centre | solar fridge | 370 | Expanded Programme of Immunization |  |  | 1 | 370
2016/12 | Sierra Leone | Moyamba | Kongbora Zone 1 | Ministry of Health (EPI), UNICEF | Ministry of Health (EPI) | Taninahun Mboka | health centre | solar fridge | 370 | Expanded Programme of Immunization |  |  | 1 | 370
2016/12 | Sierra Leone | Moyamba | Kargboro Zone 5 | Ministry of Health (EPI), UNICEF | Ministry of Health (EPI) | Mokonbetty | health centre | solar fridge | 370 | Expanded Programme of Immunization |  |  | 1 | 370
2016/12 | Sierra Leone | Moyamba | Kargboro Zone 5 | Ministry of Health (EPI), UNICEF | Ministry of Health (EPI) | Yondu | health centre | solar fridge | 370 | Expanded Programme of Immunization |  |  | 1 | 370
2016/12 | Sierra Leone | Moyamba | Kori Zone 4 | Ministry of Health (EPI), UNICEF | Ministry of Health (EPI) | Taiama | health centre | solar fridge | 370 | Expanded Programme of Immunization |  |  | 1 | 370
2016/12 | Sierra Leone | Moyamba | Lower Banta Zone 3 | Ministry of Health (EPI), UNICEF | Ministry of Health (EPI) | Gbangbatoke | health centre | solar fridge | 370 | Expanded Programme of Immunization |  |  | 1 | 370
2017/6 | Sierra Leone | Port Loko |  | EnDev | Barefoot Women | Konta masimra clinic | clinic | solar fridge | 300 |  | 8.486 | -12.5461 | 1 | 300
2017/6 | Sierra Leone | Port Loko |  | EnDev | Barefoot Women | Rural Electronic Work Shop | training centre | stand-alone solar system | 600 |  | 8.4744 | -12.5433 | 1 | 600
2017/6 | Sierra Leone | Port Loko |  | EnDev | Barefoot Women | Mile 38 clinic | clinic | SHS | 40 |  | 8.453 | -12.8543 | 2 | 80
2017/6 | Sierra Leone | Port Loko |  | EnDev | Barefoot Women | Staff quarter | school | SHS | 40 |  | 8.4728 | -12.9927 | 2 | 80
2017/6 | Sierra Leone | Port Loko |  | EnDev | Barefoot Women | Maternal and child health post | clinic | SHS | 40 |  | 8.339 | -12.8925 | 2 | 80
2017/6 | Sierra Leone | Port Loko |  | EnDev | Barefoot Women | Dulas | clinic | solar fridge | 300 |  | 8.5903 | -12.6913 | 1 | 300
2017/6 | Sierra Leone | Port Loko |  | EnDev | Barefoot Women | Maternal & childhealth post sumbuya | clinic | SHS | 40 |  | 8.4202 | -12.8993 | 2 | 80
2017/6 | Sierra Leone | Port Loko |  | EnDev | Barefoot Women | Staff quarter | staff quarter | SHS | 40 |  | 8.4308 | -13.0159 | 2 | 80
2017/6 | Sierra Leone | Port Loko |  | EnDev | Barefoot Women | Masimra Health Center | health centre | solar fridge | 300 |  | 8.6441 | -12.4497 | 1 | 300
2017/6 | Sierra Leone | Port Loko |  | EnDev | Barefoot Women | Kombrabai healthy post | clinic | SHS | 40 |  | 8.4308 | -13.0157 | 2 | 80
2017/6 | Sierra Leone | Port Loko |  | EnDev | Barefoot Women | Maketch | clinic | SHS | 40 |  | 8.4568 | -12.6717 | 2 | 80
2017/6 | Sierra Leone | Port Loko |  | EnDev | Barefoot Women | Gov `t junior secondary school mafili | school | SHS | 40 |  | 8.4041 | -12.9982 | 2 | 80
2017/6 | Sierra Leone | Port Loko |  | EnDev | Barefoot Women | Songo health post | clinic | SHS | 40 |  | 8.3707 | -12.9303 | 2 | 80
2017/6 | Sierra Leone | Port Loko |  | EnDev | Barefoot Women | Kissy koya health post | clinic | SHS | 40 |  | 8.4025 | -12.9783 | 2 | 80
2017/6 | Sierra Leone | Port Loko |  | EnDev | Barefoot Women | Makandeh R.E.W | training centre | stand-alone solar system | 600 |  | 8.4441 | -12.8265 | 1 | 600
2017/6 | Sierra Leone | Pujehun |  | EnDev | EnDev | Gofor CHP | health centre | solar fridge | 300 |  | 7.243 | -11.3601 | 1 | 300
2017/6 | Sierra Leone | Kono |  | EnDev | EnDev | torkpombu chp | health centre | solar fridge | 300 |  | 8.4117 | -11.099 | 1 | 300
2017/6 | Sierra Leone | Kono |  | EnDev | Barefoot Women | Njagbwema Nimikoro community health c | health centre | solar fridge | 300 |  | 8.6407 | -11.1436 | 1 | 300
2017/6 | Sierra Leone | Bombali |  | EnDev | Barefoot Women | Romankneh barefoot training center | training centre | stand-alone solar system | 600 |  | 8.8537 | -12.0656 | 1 | 600
2017/6 | Sierra Leone | Bombali |  | EnDev | Barefoot Women | Yoni barefoot training center | training centre | stand-alone solar system | 600 |  | 8.9354 | -12.0525 | 1 | 600
2017/6 | Sierra Leone | Kailahun |  | WHH, Oxfam, ENFO, COOPI, EU | ENFO | Nixon Memorial Methodist Hospital | hospital | stand-alone solar system | 20000 | Promoting Renewable Energy Services for Social Development (PRESSD-SL) |  |  | 1 | 20000
2017/6 | Sierra Leone | Kenema |  | WHH, Oxfam, ENFO, COOPI, EU | ENFO | Panguma Community Hospital | hospital | stand-alone solar system | 20000 | Promoting Renewable Energy Services for Social Development (PRESSD-SL) |  |  | 1 | 20000
2017/6 | Sierra Leone | Kambia |  | WHH, Oxfam, ENFO, COOPI, EU | ENFO | Kambia Gov't Hospital | hospital | stand-alone solar system | 4500 | Promoting Renewable Energy Services for Social Development (PRESSD-SL) |  |  | 1 | 4500
2017/6 | Sierra Leone | Kambia |  | WHH, Oxfam, ENFO, COOPI, EU | ENFO | Kamakwie Wesleyan | hospital | stand-alone solar system | 20000 | Promoting Renewable Energy Services for Social Development (PRESSD-SL) | 9.7147 | -12.2858 | 1 | 20000
2017/6 | Sierra Leone | Kailahun |  | WHH, Oxfam, ENFO, COOPI, EU | ENFO | KDHCO Clinic Pendembu | clinic | stand-alone solar system | 5000 | Promoting Renewable Energy Services for Social Development (PRESSD-SL) | 8.2956 | -10.8847 | 1 | 5000
2017/6 | Sierra Leone | Kono |  | WHH, Oxfam, ENFO, COOPI, EU | ENFO | UMC Health Clinic Jaiama | clinic | stand-alone solar system | 4000 | Promoting Renewable Energy Services for Social Development (PRESSD-SL) |  |  | 1 | 4000
2017/6 | Sierra Leone | Kambia |  | WHH, Oxfam, ENFO, COOPI, EU | ENFO | Kassirie Health Centre | clinic | stand-alone solar system | 4000 | Promoting Renewable Energy Services for Social Development (PRESSD-SL) | 9.0775 | -13.3278 | 1 | 4000
2017/6 | Sierra Leone | Kambia |  | WHH, Oxfam, ENFO, COOPI, EU | ENFO | Holy Spirit Mobile Clinic Madina | clinic | stand-alone solar system | 3000 | Promoting Renewable Energy Services for Social Development (PRESSD-SL) | 9.3572 | -12.7811 | 1 | 3000
2017/6 | Sierra Leone | Port Loko |  | WHH, Oxfam, ENFO, COOPI, EU | ENFO | St John of God Catholic Clinic Maloko Lungi | clinic | stand-alone solar system | 3000 | Promoting Renewable Energy Services for Social Development (PRESSD-SL) |  |  | 1 | 3000
2017/6 | Sierra Leone | Port Loko |  | WHH, Oxfam, ENFO, COOPI, EU | ENFO | New Life Clinic Yonkoro | clinic | stand-alone solar system | 3000 | Promoting Renewable Energy Services for Social Development (PRESSD-SL) | 8.7297 | -13.2244 | 1 | 3000
2017/6 | Sierra Leone | Bombali |  | WHH, Oxfam, ENFO, COOPI, EU | ENFO | Fintonia Clinic Tambaka Town ?? | clinic | stand-alone solar system | 3000 | Promoting Renewable Energy Services for Social Development (PRESSD-SL) |  |  | 1 | 3000
2017/6 | Sierra Leone | Bombali |  | WHH, Oxfam, ENFO, COOPI, EU | ENFO | Amara Hawa Hospital | clinic | stand-alone solar system | 3000 | Promoting Renewable Energy Services for Social Development (PRESSD-SL) |  |  | 1 | 3000
2017/6 | Sierra Leone | Bombali |  | WHH, Oxfam, ENFO, COOPI, EU | ENFO | Doris Action UMC Clinic Manonko | clinic | stand-alone solar system | 4000 | Promoting Renewable Energy Services for Social Development (PRESSD-SL) | 8.9753 | -12.2142 | 1 | 4000
2017/6 | Sierra Leone | Port Loko |  | WHH, Oxfam, ENFO, COOPI, EU | ENFO | Modia Clinic Lungi | clinic | stand-alone solar system | 1500 | Promoting Renewable Energy Services for Social Development (PRESSD-SL) | 8.6606 | -12.4425 | 1 | 1500
2017/6 | Sierra Leone | Port Loko |  | WHH, Oxfam, ENFO, COOPI, EU | ENFO | Rural Health Clinic Port Loko | clinic | stand-alone solar system | 1500 | Promoting Renewable Energy Services for Social Development (PRESSD-SL) | 8.8006 | -13.0408 | 1 | 1500
2017/6 | Sierra Leone | Kono |  | WHH, Oxfam, ENFO, COOPI, EU | ENFO | Sewafe Snr. Sec School | school | stand-alone solar system | 1000 | Promoting Renewable Energy Services for Social Development (PRESSD-SL) | 8.5539 | -11.2703 | 1 | 1000
2017/6 | Sierra Leone | Kono |  | WHH, Oxfam, ENFO, COOPI, EU | ENFO | UMC Girls SSS | school | stand-alone solar system | 2000 | Promoting Renewable Energy Services for Social Development (PRESSD-SL) |  |  | 1 | 2000
2017/6 | Sierra Leone | Kono |  | WHH, Oxfam, ENFO, COOPI, EU | ENFO | Kono Model Academy | school | stand-alone solar system | 1000 | Promoting Renewable Energy Services for Social Development (PRESSD-SL) |  |  | 1 | 1000
2017/6 | Sierra Leone | Kono |  | WHH, Oxfam, ENFO, COOPI, EU | ENFO | Koidu Girls JSS (174ft) | school | stand-alone solar system | 1500 | Promoting Renewable Energy Services for Social Development (PRESSD-SL) |  |  | 1 | 1500
2017/6 | Sierra Leone | Kono |  | WHH, Oxfam, ENFO, COOPI, EU | ENFO | Lei Agricultural JSS | school | stand-alone solar system | 1500 | Promoting Renewable Energy Services for Social Development (PRESSD-SL) | 8.8803 | -10.8511 | 1 | 1500
2017/6 | Sierra Leone | Kono |  | WHH, Oxfam, ENFO, COOPI, EU | ENFO | Fasulku Mem JSS | school | stand-alone solar system | 4500 | Promoting Renewable Energy Services for Social Development (PRESSD-SL) |  |  | 1 | 4500
2017/6 | Sierra Leone | Kono |  | WHH, Oxfam, ENFO, COOPI, EU | ENFO | Ansarul Girls SSS (273ft) | school | stand-alone solar system | 4500 | Promoting Renewable Energy Services for Social Development (PRESSD-SL) | 8.5628 | -11.1389 | 1 | 4500
2017/6 | Sierra Leone | Kono |  | WHH, Oxfam, ENFO, COOPI, EU | ENFO | Supreme Islamic Council SSS | school | stand-alone solar system | 1500 | Promoting Renewable Energy Services for Social Development (PRESSD-SL) |  |  | 1 | 1500
2017/6 | Sierra Leone | Kono |  | WHH, Oxfam, ENFO, COOPI, EU | ENFO | God's Mission JSS | school | stand-alone solar system | 2000 | Promoting Renewable Energy Services for Social Development (PRESSD-SL) | 8.5889 | -10.8975 | 1 | 2000
2017/6 | Sierra Leone | Kono |  | WHH, Oxfam, ENFO, COOPI, EU | ENFO | Alharrkan SSS/JSS | school | stand-alone solar system | 1500 | Promoting Renewable Energy Services for Social Development (PRESSD-SL) |  |  | 1 | 1500
2017/6 | Sierra Leone | Kono |  | WHH, Oxfam, ENFO, COOPI, EU | ENFO | Songo -Mbriwa Sec Sch | school | stand-alone solar system | 1500 | Promoting Renewable Energy Services for Social Development (PRESSD-SL) | 8.8497 | -10.9275 | 1 | 1500
2017/6 | Sierra Leone | Kono |  | WHH, Oxfam, ENFO, COOPI, EU | ENFO | Tefeya Jnr Sec School | school | stand-alone solar system | 2000 | Promoting Renewable Energy Services for Social Development (PRESSD-SL) | 8.9553 | -10.4167 | 1 | 2000
2017/6 | Sierra Leone | Kenema |  | private donor | ENFO | Kenema Government Hospital | hospital | stand-alone solar system | 6000 |  |  |  | 1 | 6000
2017/6 | Sierra Leone | Moyamba |  | private donor | ENFO | Rotifunk Hospital | hospital | stand-alone solar system | 20000 |  |  |  | 1 | 20000
2017/6 | Sierra Leone | Tonkolili |  | private donor | ENFO | Rocke Fullah Shool | school | stand-alone solar system | 1000 |  |  |  | 1 | 1000
2017/6 | Sierra Leone | Bombali |  | Local Government | Private Company | Gbendembu Community Solar Water Pump | community solar water pump | solar pump | 690 |  | 9.104 | -12.2058 | 1 | 690
2017/6 | Sierra Leone | Koinadugu |  | Peace Maker | Private Company | Nasarah Clinic | clinic | stand-alone solar system | 1800 |  | 9.5961 | -11.5572 | 1 | 1800
2017/6 | Sierra Leone | Bombali |  |  | ENFO | Gbendembu Baptist Secondary School | school | stand-alone solar system | 1800 |  | 9.1093 | -12.2018 | 1 | 1800
2017/6 | Sierra Leone | Pujehun | Kpanga Kabondeh | Ministry of Health (EPI), UNICEF | Ministry of Health (EPI) | Kpanga Kabondeh DCR | health centre | solar fridge | 370 | Expanded Programme of Immunization |  |  | 1 | 370
2017/6 | Sierra Leone | Pujehun | Kpanga Kabondeh | Ministry of Health (EPI), UNICEF | Ministry of Health (EPI) | Kpanga Kabondeh DCR | health centre | solar fridge | 370 | Expanded Programme of Immunization |  |  | 1 | 370
2017/6 | Sierra Leone | Pujehun | Barrie | Ministry of Health (EPI), UNICEF | Ministry of Health (EPI) | BANDASUMA CHC | health centre | solar fridge | 370 | Expanded Programme of Immunization |  |  | 1 | 370
2017/6 | Sierra Leone | Pujehun | Barrie | Ministry of Health (EPI), UNICEF | Ministry of Health (EPI) | SAAHUN MCHP | health centre | solar fridge | 370 | Expanded Programme of Immunization |  |  | 1 | 370
2017/6 | Sierra Leone | Pujehun | Barrie | Ministry of Health (EPI), UNICEF | Ministry of Health (EPI) | NJALUAHUN CHP | health centre | solar fridge | 370 | Expanded Programme of Immunization |  |  | 1 | 370
2017/6 | Sierra Leone | Pujehun | Barrie | Ministry of Health (EPI), UNICEF | Ministry of Health (EPI) | VAAMA MCHP | health centre | solar fridge | 370 | Expanded Programme of Immunization |  |  | 1 | 370
2017/6 | Sierra Leone | Pujehun | Kpanga Kabondeh | Ministry of Health (EPI), UNICEF | Ministry of Health (EPI) | BGBODAPI CHC | health centre | solar fridge | 370 | Expanded Programme of Immunization |  |  | 1 | 370
2017/6 | Sierra Leone | Pujehun | Kpanga Kabondeh | Ministry of Health (EPI), UNICEF | Ministry of Health (EPI) | BOMU SAMBA MCHP | health centre | solar fridge | 370 | Expanded Programme of Immunization |  |  | 1 | 370
2017/6 | Sierra Leone | Pujehun | Kpanga Kabondeh | Ministry of Health (EPI), UNICEF | Ministry of Health (EPI) | SALIMA MCHP | health centre | solar fridge | 370 | Expanded Programme of Immunization |  |  | 1 | 370
2017/6 | Sierra Leone | Pujehun | Kpanga Kabondeh | Ministry of Health (EPI), UNICEF | Ministry of Health (EPI) | MANDIEMA MCHP | health centre | solar fridge | 370 | Expanded Programme of Immunization |  |  | 1 | 370
2017/6 | Sierra Leone | Pujehun | Pejjeh | Ministry of Health (EPI), UNICEF | Ministry of Health (EPI) | FUTA CHP | health centre | solar fridge | 370 | Expanded Programme of Immunization |  |  | 1 | 370
2017/6 | Sierra Leone | Pujehun | Sowa | Ministry of Health (EPI), UNICEF | Ministry of Health (EPI) | BANDAJUMA CHC | health centre | solar fridge | 370 | Expanded Programme of Immunization |  |  | 1 | 370
2017/6 | Sierra Leone | Pujehun | Kpakah | Ministry of Health (EPI), UNICEF | Ministry of Health (EPI) | SUMBUYA MCHP | health centre | solar fridge | 370 | Expanded Programme of Immunization |  |  | 1 | 370
2017/6 | Sierra Leone | Pujehun | Kpakah | Ministry of Health (EPI), UNICEF | Ministry of Health (EPI) | LIYA MCHP | health centre | solar fridge | 370 | Expanded Programme of Immunization |  |  | 1 | 370
2017/6 | Sierra Leone | Pujehun | Soro Gbema | Ministry of Health (EPI), UNICEF | Ministry of Health (EPI) | SULIMA CHP | health centre | solar fridge | 370 | Expanded Programme of Immunization |  |  | 1 | 370
2017/6 | Sierra Leone | Pujehun | Soro Gbema | Ministry of Health (EPI), UNICEF | Ministry of Health (EPI) | FANIMA MCHP | health centre | solar fridge | 370 | Expanded Programme of Immunization |  |  | 1 | 370
2017/6 | Sierra Leone | Kono | MAFINDOR | Ministry of Health (EPI), UNICEF | Ministry of Health (EPI) | SAMBAYA | health centre | solar fridge | 370 | Expanded Programme of Immunization |  |  | 1 | 370
2017/6 | Sierra Leone | Kono | SOA | Ministry of Health (EPI), UNICEF | Ministry of Health (EPI) | KAINKORDU | health centre | solar fridge | 370 | Expanded Programme of Immunization |  |  | 1 | 370
2017/6 | Sierra Leone | Kono | SOA | Ministry of Health (EPI), UNICEF | Ministry of Health (EPI) | BANDASUMA | health centre | solar fridge | 370 | Expanded Programme of Immunization |  |  | 1 | 370
2017/6 | Sierra Leone | Kono | SOA | Ministry of Health (EPI), UNICEF | Ministry of Health (EPI) | GBMANDU | health centre | solar fridge | 370 | Expanded Programme of Immunization |  |  | 1 | 370
2017/6 | Sierra Leone | Kono | SOA | Ministry of Health (EPI), UNICEF | Ministry of Health (EPI) | SUKUDU | health centre | solar fridge | 370 | Expanded Programme of Immunization |  |  | 1 | 370
2017/6 | Sierra Leone | Kono | LEI | Ministry of Health (EPI), UNICEF | Ministry of Health (EPI) | KOMBAYENDEH | health centre | solar fridge | 370 | Expanded Programme of Immunization |  |  | 1 | 370
2017/6 | Sierra Leone | Kono | LEI | Ministry of Health (EPI), UNICEF | Ministry of Health (EPI) | GBONGONGOR | health centre | solar fridge | 370 | Expanded Programme of Immunization |  |  | 1 | 370
2017/6 | Sierra Leone | Kono | LEI | Ministry of Health (EPI), UNICEF | Ministry of Health (EPI) | KUNUNDU | health centre | solar fridge | 370 | Expanded Programme of Immunization |  |  | 1 | 370
2017/6 | Sierra Leone | Kono | LEI | Ministry of Health (EPI), UNICEF | Ministry of Health (EPI) | FOAKOR | health centre | solar fridge | 370 | Expanded Programme of Immunization |  |  | 1 | 370
2017/6 | Sierra Leone | Kono | FIAMA | Ministry of Health (EPI), UNICEF | Ministry of Health (EPI) | NJAGBWEMA | health centre | solar fridge | 370 | Expanded Programme of Immunization |  |  | 1 | 370
2017/6 | Sierra Leone | Kono | FIAMA | Ministry of Health (EPI), UNICEF | Ministry of Health (EPI) | BANDASUMA | health centre | solar fridge | 370 | Expanded Programme of Immunization |  |  | 1 | 370
2017/6 | Sierra Leone | Kono | FIAMA | Ministry of Health (EPI), UNICEF | Ministry of Health (EPI) | BOMBORDU | health centre | solar fridge | 370 | Expanded Programme of Immunization |  |  | 1 | 370
2017/6 | Sierra Leone | Kono | FIAMA | Ministry of Health (EPI), UNICEF | Ministry of Health (EPI) | YEKIOR | health centre | solar fridge | 370 | Expanded Programme of Immunization |  |  | 1 | 370
2017/6 | Sierra Leone | Kono | TANKORO | Ministry of Health (EPI), UNICEF | Ministry of Health (EPI) | KAMADU | health centre | solar fridge | 370 | Expanded Programme of Immunization |  |  | 1 | 370
2017/6 | Sierra Leone | Kono | GBENSE | Ministry of Health (EPI), UNICEF | Ministry of Health (EPI) | GBANGADU | health centre | solar fridge | 370 | Expanded Programme of Immunization |  |  | 1 | 370
2017/6 | Sierra Leone | Kono | GBENSE | Ministry of Health (EPI), UNICEF | Ministry of Health (EPI) | SMALL SEFADU | health centre | solar fridge | 370 | Expanded Programme of Immunization |  |  | 1 | 370
2017/6 | Sierra Leone | Kono | TANKORO | Ministry of Health (EPI), UNICEF | Ministry of Health (EPI) | KIMBADU | health centre | solar fridge | 370 | Expanded Programme of Immunization |  |  | 1 | 370
2017/6 | Sierra Leone | Kono | TANKORO | Ministry of Health (EPI), UNICEF | Ministry of Health (EPI) | KOAQUIMA | health centre | solar fridge | 370 | Expanded Programme of Immunization |  |  | 1 | 370
2017/6 | Sierra Leone | Kono | TANKORO | Ministry of Health (EPI), UNICEF | Ministry of Health (EPI) | KENSAY | health centre | solar fridge | 370 | Expanded Programme of Immunization |  |  | 1 | 370
2017/6 | Sierra Leone | Kono | SANDOR | Ministry of Health (EPI), UNICEF | Ministry of Health (EPI) | YORMANDU | health centre | solar fridge | 370 | Expanded Programme of Immunization |  |  | 1 | 370
2017/6 | Sierra Leone | Kono | SANDOR | Ministry of Health (EPI), UNICEF | Ministry of Health (EPI) | TEFEYA | health centre | solar fridge | 370 | Expanded Programme of Immunization |  |  | 1 | 370
2017/6 | Sierra Leone | Kono | SANDOR | Ministry of Health (EPI), UNICEF | Ministry of Health (EPI) | KONDEYA | health centre | solar fridge | 370 | Expanded Programme of Immunization |  |  | 1 | 370
2017/6 | Sierra Leone | Kono | SANDOR | Ministry of Health (EPI), UNICEF | Ministry of Health (EPI) | SAMANDU | health centre | solar fridge | 370 | Expanded Programme of Immunization |  |  | 1 | 370
2017/6 | Sierra Leone | Kono | KAMARA | Ministry of Health (EPI), UNICEF | Ministry of Health (EPI) | TOMBODU | health centre | solar fridge | 370 | Expanded Programme of Immunization |  |  | 1 | 370
2017/6 | Sierra Leone | Kono | KAMARA | Ministry of Health (EPI), UNICEF | Ministry of Health (EPI) | PEYIMA | health centre | solar fridge | 370 | Expanded Programme of Immunization |  |  | 1 | 370
2017/6 | Sierra Leone | Kono | KAMARA | Ministry of Health (EPI), UNICEF | Ministry of Health (EPI) | SAMIQUIDU | health centre | solar fridge | 370 | Expanded Programme of Immunization |  |  | 1 | 370
2017/6 | Sierra Leone | Kono | GORAMA KONO | Ministry of Health (EPI), UNICEF | Ministry of Health (EPI) | KANGAMA | health centre | solar fridge | 370 | Expanded Programme of Immunization |  |  | 1 | 370
2017/6 | Sierra Leone | Kono | GORAMA KONO | Ministry of Health (EPI), UNICEF | Ministry of Health (EPI) | TOKPOMBU | health centre | solar fridge | 370 | Expanded Programme of Immunization |  |  | 1 | 370
2017/6 | Sierra Leone | Kono | GORAMA KONO | Ministry of Health (EPI), UNICEF | Ministry of Health (EPI) | NJAGBWEMA | health centre | solar fridge | 370 | Expanded Programme of Immunization |  |  | 1 | 370
2017/6 | Sierra Leone | Kono | NIMIYAMA | Ministry of Health (EPI), UNICEF | Ministry of Health (EPI) | NGO TOWN | health centre | solar fridge | 370 | Expanded Programme of Immunization |  |  | 1 | 370
2017/6 | Sierra Leone | Kono | NIMIYAMA | Ministry of Health (EPI), UNICEF | Ministry of Health (EPI) | CONDAMA | health centre | solar fridge | 370 | Expanded Programme of Immunization |  |  | 1 | 370
2017/6 | Sierra Leone | Kono | NIMIYAMA | Ministry of Health (EPI), UNICEF | Ministry of Health (EPI) | SANDIA | health centre | solar fridge | 370 | Expanded Programme of Immunization |  |  | 1 | 370
2017/6 | Sierra Leone | Kono | NIMIKORO | Ministry of Health (EPI), UNICEF | Ministry of Health (EPI) | NJAGBWEMA | health centre | solar fridge | 370 | Expanded Programme of Immunization |  |  | 1 | 370
2017/6 | Sierra Leone | Kono | NIMIKORO | Ministry of Health (EPI), UNICEF | Ministry of Health (EPI) | YENGEMA | health centre | solar fridge | 370 | Expanded Programme of Immunization |  |  | 1 | 370
2017/6 | Sierra Leone | Kono | NIMIKORO | Ministry of Health (EPI), UNICEF | Ministry of Health (EPI) | MOTEMA | health centre | solar fridge | 370 | Expanded Programme of Immunization |  |  | 1 | 370
2017/6 | Sierra Leone | Kono | NIMIKORO | Ministry of Health (EPI), UNICEF | Ministry of Health (EPI) | SENJEKORO | health centre | solar fridge | 370 | Expanded Programme of Immunization |  |  | 1 | 370
2017/6 | Sierra Leone | Kono | NIMIKORO | Ministry of Health (EPI), UNICEF | Ministry of Health (EPI) | GONDAMA | health centre | solar fridge | 370 | Expanded Programme of Immunization |  |  | 1 | 370
2017/6 | Sierra Leone | Kono | NIMIKORO | Ministry of Health (EPI), UNICEF | Ministry of Health (EPI) | MASUNDU | health centre | solar fridge | 370 | Expanded Programme of Immunization |  |  | 1 | 370
2017/6 | Sierra Leone | Kono | Nimiyama | Ministry of Health (EPI), UNICEF | Ministry of Health (EPI) | Walihun | health centre | solar fridge | 370 | Expanded Programme of Immunization |  |  | 1 | 370
2017/6 | Sierra Leone | Kenema | Dama | Ministry of Health (EPI), UNICEF | Ministry of Health (EPI) | Giema | health centre | solar fridge | 370 | Expanded Programme of Immunization |  |  | 1 | 370
2017/6 | Sierra Leone | Kenema | Dama | Ministry of Health (EPI), UNICEF | Ministry of Health (EPI) | Tolpombu | health centre | solar fridge | 370 | Expanded Programme of Immunization |  |  | 1 | 370
2017/6 | Sierra Leone | Kenema | Dama | Ministry of Health (EPI), UNICEF | Ministry of Health (EPI) | Loppa | health centre | solar fridge | 370 | Expanded Programme of Immunization |  |  | 1 | 370
2017/6 | Sierra Leone | Kenema | Gaura | Ministry of Health (EPI), UNICEF | Ministry of Health (EPI) | Joru | health centre | solar fridge | 370 | Expanded Programme of Immunization |  |  | 1 | 370
2017/6 | Sierra Leone | Kenema | Gaura | Ministry of Health (EPI), UNICEF | Ministry of Health (EPI) | Kokoru | health centre | solar fridge | 370 | Expanded Programme of Immunization |  |  | 1 | 370
2017/6 | Sierra Leone | Kenema | Nomo | Ministry of Health (EPI), UNICEF | Ministry of Health (EPI) | Faama | health centre | solar fridge | 370 | Expanded Programme of Immunization |  |  | 1 | 370
2017/6 | Sierra Leone | Kenema | Tunkia | Ministry of Health (EPI), UNICEF | Ministry of Health (EPI) | Ngiewahun | health centre | solar fridge | 370 | Expanded Programme of Immunization |  |  | 1 | 370
2017/6 | Sierra Leone | Kenema | Koya | Ministry of Health (EPI), UNICEF | Ministry of Health (EPI) | Baoma | health centre | solar fridge | 370 | Expanded Programme of Immunization |  |  | 1 | 370
2017/6 | Sierra Leone | Kenema | Koya | Ministry of Health (EPI), UNICEF | Ministry of Health (EPI) | Jui | health centre | solar fridge | 370 | Expanded Programme of Immunization |  |  | 1 | 370
2017/6 | Sierra Leone | Kenema | Niawa | Ministry of Health (EPI), UNICEF | Ministry of Health (EPI) | Sendumei | health centre | solar fridge | 370 | Expanded Programme of Immunization |  |  | 1 | 370
2017/6 | Sierra Leone | Kenema | Nongorwa | Ministry of Health (EPI), UNICEF | Ministry of Health (EPI) | Largo | health centre | solar fridge | 370 | Expanded Programme of Immunization |  |  | 1 | 370
2017/6 | Sierra Leone | Kenema | Nongorwa | Ministry of Health (EPI), UNICEF | Ministry of Health (EPI) | Talia | health centre | solar fridge | 370 | Expanded Programme of Immunization |  |  | 1 | 370
2017/6 | Sierra Leone | Kenema | Dama | Ministry of Health (EPI), UNICEF | Ministry of Health (EPI) | Diema | health centre | solar fridge | 370 | Expanded Programme of Immunization |  |  | 1 | 370
2017/6 | Sierra Leone | Kenema | Kandu Leppiama | Ministry of Health (EPI), UNICEF | Ministry of Health (EPI) | Baoma Oil Mill | health centre | solar fridge | 370 | Expanded Programme of Immunization |  |  | 1 | 370
2017/6 | Sierra Leone | Kenema | Simbaru | Ministry of Health (EPI), UNICEF | Ministry of Health (EPI) | Boajibu | health centre | solar fridge | 370 | Expanded Programme of Immunization |  |  | 1 | 370
2017/6 | Sierra Leone | Kenema | Wandor | Ministry of Health (EPI), UNICEF | Ministry of Health (EPI) | Baama | health centre | solar fridge | 370 | Expanded Programme of Immunization |  |  | 1 | 370
2017/6 | Sierra Leone | Kenema | Wandor | Ministry of Health (EPI), UNICEF | Ministry of Health (EPI) | Faala | health centre | solar fridge | 370 | Expanded Programme of Immunization |  |  | 1 | 370
2017/6 | Sierra Leone | Kenema | Dodo | Ministry of Health (EPI), UNICEF | Ministry of Health (EPI) | Panguma | health centre | solar fridge | 370 | Expanded Programme of Immunization |  |  | 1 | 370
2017/6 | Sierra Leone | Kenema | Dodo | Ministry of Health (EPI), UNICEF | Ministry of Health (EPI) | Dodo | health centre | solar fridge | 370 | Expanded Programme of Immunization |  |  | 1 | 370
2017/6 | Sierra Leone | Kenema | Dodo | Ministry of Health (EPI), UNICEF | Ministry of Health (EPI) | Kundorma | health centre | solar fridge | 370 | Expanded Programme of Immunization |  |  | 1 | 370
2017/6 | Sierra Leone | Kenema | Dodo | Ministry of Health (EPI), UNICEF | Ministry of Health (EPI) | Guala | health centre | solar fridge | 370 | Expanded Programme of Immunization |  |  | 1 | 370
2017/6 | Sierra Leone | Kenema | Normor | Ministry of Health (EPI), UNICEF | Ministry of Health (EPI) | Saama | health centre | solar fridge | 370 | Expanded Programme of Immunization |  |  | 1 | 370
2017/6 | Sierra Leone | Kenema | Nongorwa | Ministry of Health (EPI), UNICEF | Ministry of Health (EPI) | Vaahun | health centre | solar fridge | 370 | Expanded Programme of Immunization |  |  | 1 | 370
2017/6 | Sierra Leone | Kenema | Nongorwa | Ministry of Health (EPI), UNICEF | Ministry of Health (EPI) | Kondebotihun | health centre | solar fridge | 370 | Expanded Programme of Immunization |  |  | 1 | 370
2017/6 | Sierra Leone | Kailahun | Nongorwa | Ministry of Health (EPI), UNICEF | Ministry of Health (EPI) | Mobai | health centre | solar fridge | 370 | Expanded Programme of Immunization |  |  | 1 | 370
2017/6 | Sierra Leone | Kailahun | Kisi Teng | Ministry of Health (EPI), UNICEF | Ministry of Health (EPI) | Bayama | health centre | solar fridge | 370 | Expanded Programme of Immunization |  |  | 1 | 370
2017/6 | Sierra Leone | Kailahun | Dea | Ministry of Health (EPI), UNICEF | Ministry of Health (EPI) | Nagbena | health centre | solar fridge | 370 | Expanded Programme of Immunization |  |  | 1 | 370
2017/6 | Sierra Leone | Kailahun | Jawei | Ministry of Health (EPI), UNICEF | Ministry of Health (EPI) | Pewama | health centre | solar fridge | 370 | Expanded Programme of Immunization |  |  | 1 | 370
2017/6 | Sierra Leone | Kailahun | Kissi Kama | Ministry of Health (EPI), UNICEF | Ministry of Health (EPI) | Dia | health centre | solar fridge | 370 | Expanded Programme of Immunization |  |  | 1 | 370
2017/6 | Sierra Leone | Kailahun | Jawei | Ministry of Health (EPI), UNICEF | Ministry of Health (EPI) | Kurtuma | health centre | solar fridge | 370 | Expanded Programme of Immunization |  |  | 1 | 370
2017/6 | Sierra Leone | Kailahun | Malema | Ministry of Health (EPI), UNICEF | Ministry of Health (EPI) | Nyeama | health centre | solar fridge | 370 | Expanded Programme of Immunization |  |  | 1 | 370
2017/6 | Sierra Leone | Kailahun | Jawei | Ministry of Health (EPI), UNICEF | Ministry of Health (EPI) | Pellie | health centre | solar fridge | 370 | Expanded Programme of Immunization |  |  | 1 | 370
2017/6 | Sierra Leone | Kailahun | Kissi Kama | Ministry of Health (EPI), UNICEF | Ministry of Health (EPI) | Foindu | health centre | solar fridge | 370 | Expanded Programme of Immunization |  |  | 1 | 370
2017/6 | Sierra Leone | Kailahun | Luawa | Ministry of Health (EPI), UNICEF | Ministry of Health (EPI) | Gbeworbu Gao | health centre | solar fridge | 370 | Expanded Programme of Immunization |  |  | 1 | 370
2017/6 | Sierra Leone | Kailahun | Luawa | Ministry of Health (EPI), UNICEF | Ministry of Health (EPI) | Bandajuma Sinneh | health centre | solar fridge | 370 | Expanded Programme of Immunization |  |  | 1 | 370
2017/6 | Sierra Leone | Kailahun | Luawa | Ministry of Health (EPI), UNICEF | Ministry of Health (EPI) | Morfindor | health centre | solar fridge | 370 | Expanded Programme of Immunization |  |  | 1 | 370
2017/6 | Sierra Leone | Kailahun | Upper Bambara | Ministry of Health (EPI), UNICEF | Ministry of Health (EPI) | Mendekelema | health centre | solar fridge | 370 | Expanded Programme of Immunization |  |  | 1 | 370
2017/6 | Sierra Leone | Kailahun | Kissi Teng | Ministry of Health (EPI), UNICEF | Ministry of Health (EPI) | Kangama | health centre | solar fridge | 370 | Expanded Programme of Immunization |  |  | 1 | 370
2017/6 | Sierra Leone | Kailahun | Kissi Teng | Ministry of Health (EPI), UNICEF | Ministry of Health (EPI) | Buedu | health centre | solar fridge | 370 | Expanded Programme of Immunization |  |  | 1 | 370
2017/6 | Sierra Leone | Kailahun | Kissi Teng | Ministry of Health (EPI), UNICEF | Ministry of Health (EPI) | Voahun | health centre | solar fridge | 370 | Expanded Programme of Immunization |  |  | 1 | 370
2017/6 | Sierra Leone | Kailahun | Kissi Teng | Ministry of Health (EPI), UNICEF | Ministry of Health (EPI) | Modapolahun | health centre | solar fridge | 370 | Expanded Programme of Immunization |  |  | 1 | 370
2017/6 | Sierra Leone | Kailahun | Luawa | Ministry of Health (EPI), UNICEF | Ministry of Health (EPI) | Geima | health centre | solar fridge | 370 | Expanded Programme of Immunization |  |  | 1 | 370
2017/6 | Sierra Leone | Kailahun | Luawa | Ministry of Health (EPI), UNICEF | Ministry of Health (EPI) | Luawa Baoma | health centre | solar fridge | 370 | Expanded Programme of Immunization |  |  | 1 | 370
2017/6 | Sierra Leone | Kailahun | Luawa | Ministry of Health (EPI), UNICEF | Ministry of Health (EPI) | Mano Sewallu | health centre | solar fridge | 370 | Expanded Programme of Immunization |  |  | 1 | 370
2017/6 | Sierra Leone | Kailahun | Luawa | Ministry of Health (EPI), UNICEF | Ministry of Health (EPI) | Gbalahun | health centre | solar fridge | 370 | Expanded Programme of Immunization |  |  | 1 | 370
2017/6 | Sierra Leone | Kailahun | Luawa | Ministry of Health (EPI), UNICEF | Ministry of Health (EPI) | Nyadehun Mambabu | health centre | solar fridge | 370 | Expanded Programme of Immunization |  |  | 1 | 370
2017/6 | Sierra Leone | Kailahun | Luawa | Ministry of Health (EPI), UNICEF | Ministry of Health (EPI) | Konjo | health centre | solar fridge | 370 | Expanded Programme of Immunization |  |  | 1 | 370
2017/6 | Sierra Leone | Kailahun | Luawa | Ministry of Health (EPI), UNICEF | Ministry of Health (EPI) | Dodo Kurtuma | health centre | solar fridge | 370 | Expanded Programme of Immunization |  |  | 1 | 370
2017/6 | Sierra Leone | Kailahun | Malema | Ministry of Health (EPI), UNICEF | Ministry of Health (EPI) | Jojoima | health centre | solar fridge | 370 | Expanded Programme of Immunization |  |  | 1 | 370
2017/6 | Sierra Leone | Kailahun | Malema | Ministry of Health (EPI), UNICEF | Ministry of Health (EPI) | Njama | health centre | solar fridge | 370 | Expanded Programme of Immunization |  |  | 1 | 370
2017/6 | Sierra Leone | Kailahun | Malema | Ministry of Health (EPI), UNICEF | Ministry of Health (EPI) | Bumpeh | health centre | solar fridge | 370 | Expanded Programme of Immunization |  |  | 1 | 370
2017/6 | Sierra Leone | Kailahun | Malema | Ministry of Health (EPI), UNICEF | Ministry of Health (EPI) | Madina | health centre | solar fridge | 370 | Expanded Programme of Immunization |  |  | 1 | 370
2017/6 | Sierra Leone | Kailahun | Malema | Ministry of Health (EPI), UNICEF | Ministry of Health (EPI) | Fobu | health centre | solar fridge | 370 | Expanded Programme of Immunization |  |  | 1 | 370
2017/6 | Sierra Leone | Kailahun | Mandu | Ministry of Health (EPI), UNICEF | Ministry of Health (EPI) | Yoyah Buedu | health centre | solar fridge | 370 | Expanded Programme of Immunization |  |  | 1 | 370
2017/6 | Sierra Leone | Kailahun | Mandu | Ministry of Health (EPI), UNICEF | Ministry of Health (EPI) | Baiima | health centre | solar fridge | 370 | Expanded Programme of Immunization |  |  | 1 | 370
2017/6 | Sierra Leone | Kailahun | Mandu | Ministry of Health (EPI), UNICEF | Ministry of Health (EPI) | Levuma | health centre | solar fridge | 370 | Expanded Programme of Immunization |  |  | 1 | 370
2017/6 | Sierra Leone | Kailahun | Peje Bongre | Ministry of Health (EPI), UNICEF | Ministry of Health (EPI) | Ngolahun | health centre | solar fridge | 370 | Expanded Programme of Immunization |  |  | 1 | 370
2017/6 | Sierra Leone | Kailahun | Peje Bongre | Ministry of Health (EPI), UNICEF | Ministry of Health (EPI) | Gbahama | health centre | solar fridge | 370 | Expanded Programme of Immunization |  |  | 1 | 370
2017/6 | Sierra Leone | Kailahun | Peje Bongre | Ministry of Health (EPI), UNICEF | Ministry of Health (EPI) | Mamboma | health centre | solar fridge | 370 | Expanded Programme of Immunization |  |  | 1 | 370
2017/6 | Sierra Leone | Kailahun | Peje West | Ministry of Health (EPI), UNICEF | Ministry of Health (EPI) | Bunubu | health centre | solar fridge | 370 | Expanded Programme of Immunization |  |  | 1 | 370
2017/6 | Sierra Leone | Kailahun | Peje West | Ministry of Health (EPI), UNICEF | Ministry of Health (EPI) | Jokibu | health centre | solar fridge | 370 | Expanded Programme of Immunization |  |  | 1 | 370
2017/6 | Sierra Leone | Kailahun | Peje West | Ministry of Health (EPI), UNICEF | Ministry of Health (EPI) | Peje Baoma | health centre | solar fridge | 370 | Expanded Programme of Immunization |  |  | 1 | 370
2017/6 | Sierra Leone | Kailahun | Penguia | Ministry of Health (EPI), UNICEF | Ministry of Health (EPI) | Lalehun Penguia | health centre | solar fridge | 370 | Expanded Programme of Immunization |  |  | 1 | 370
2017/6 | Sierra Leone | Kailahun | Penguia | Ministry of Health (EPI), UNICEF | Ministry of Health (EPI) | Kono Buedu | health centre | solar fridge | 370 | Expanded Programme of Immunization |  |  | 1 | 370
2017/6 | Sierra Leone | Kailahun | Penguia | Ministry of Health (EPI), UNICEF | Ministry of Health (EPI) | Woroma | health centre | solar fridge | 370 | Expanded Programme of Immunization |  |  | 1 | 370
2017/6 | Sierra Leone | Kailahun | Njaluahun | Ministry of Health (EPI), UNICEF | Ministry of Health (EPI) | Dambu | health centre | solar fridge | 370 | Expanded Programme of Immunization |  |  | 1 | 370
2017/6 | Sierra Leone | Kailahun | Njaluahun | Ministry of Health (EPI), UNICEF | Ministry of Health (EPI) | Pendenbu Njeigbla | health centre | solar fridge | 370 | Expanded Programme of Immunization |  |  | 1 | 370
2017/6 | Sierra Leone | Kailahun | Njaluahun | Ministry of Health (EPI), UNICEF | Ministry of Health (EPI) | Mano Menima | health centre | solar fridge | 370 | Expanded Programme of Immunization |  |  | 1 | 370
2017/6 | Sierra Leone | Kailahun | Njaluahun | Ministry of Health (EPI), UNICEF | Ministry of Health (EPI) | Lalehun Kovoma | health centre | solar fridge | 370 | Expanded Programme of Immunization |  |  | 1 | 370
2017/6 | Sierra Leone | Kailahun | Njaluahun | Ministry of Health (EPI), UNICEF | Ministry of Health (EPI) | Gbeika | health centre | solar fridge | 370 | Expanded Programme of Immunization |  |  | 1 | 370
2017/6 | Sierra Leone | Kailahun | Njaluahun | Ministry of Health (EPI), UNICEF | Ministry of Health (EPI) | Niahun Gbuyama | health centre | solar fridge | 370 | Expanded Programme of Immunization |  |  | 1 | 370
2017/6 | Sierra Leone | Kailahun | Luawa | Ministry of Health (EPI), UNICEF | Ministry of Health (EPI) | District Store | health centre | solar fridge | 370 | Expanded Programme of Immunization |  |  | 1 | 370
2017/6 | Sierra Leone | Kailahun | Upper Bambara | Ministry of Health (EPI), UNICEF | Ministry of Health (EPI) | Sama | health centre | solar fridge | 370 | Expanded Programme of Immunization |  |  | 1 | 370
2017/6 | Sierra Leone | Kailahun | Yawei | Ministry of Health (EPI), UNICEF | Ministry of Health (EPI) | Massayeima | health centre | solar fridge | 370 | Expanded Programme of Immunization |  |  | 1 | 370
2017/6 | Sierra Leone | Kailahun | Yawei | Ministry of Health (EPI), UNICEF | Ministry of Health (EPI) | Kwellu Ngieya | health centre | solar fridge | 370 | Expanded Programme of Immunization |  |  | 1 | 370
2017/6 | Sierra Leone | Kailahun | Upper Bambara | Ministry of Health (EPI), UNICEF | Ministry of Health (EPI) | Jenneh | health centre | solar fridge | 370 | Expanded Programme of Immunization |  |  | 1 | 370
2017/6 | Sierra Leone | Kailahun | Kissi Tongi | Ministry of Health (EPI), UNICEF | Ministry of Health (EPI) | Sandia | health centre | solar fridge | 370 | Expanded Programme of Immunization |  |  | 1 | 370
2017/6 | Sierra Leone | Kailahun | Njaluahun | Ministry of Health (EPI), UNICEF | Ministry of Health (EPI) | Lalehun Kovuma | health centre | solar fridge | 370 | Expanded Programme of Immunization |  |  | 1 | 370
2017/6 | Sierra Leone | Kailahun | Njaluahun | Ministry of Health (EPI), UNICEF | Ministry of Health (EPI) | Segbwema | health centre | solar fridge | 370 | Expanded Programme of Immunization |  |  | 1 | 370
2017/6 | Sierra Leone | Kailahun | Peje Bongre | Ministry of Health (EPI), UNICEF | Ministry of Health (EPI) | Bunumbu | health centre | solar fridge | 370 | Expanded Programme of Immunization |  |  | 1 | 370
2017/6 | Sierra Leone | Kailahun | Peje Bongre | Ministry of Health (EPI), UNICEF | Ministry of Health (EPI) | Manowa | health centre | solar fridge | 370 | Expanded Programme of Immunization |  |  | 1 | 370
2017/6 | Sierra Leone | Kailahun | Malema | Ministry of Health (EPI), UNICEF | Ministry of Health (EPI) | Pellie | health centre | solar fridge | 370 | Expanded Programme of Immunization |  |  | 1 | 370
2017/6 | Sierra Leone | Kailahun | Luawa | Ministry of Health (EPI), UNICEF | Ministry of Health (EPI) | DCR | health centre | solar fridge | 370 | Expanded Programme of Immunization |  |  | 1 | 370
2017/6 | Sierra Leone | Kailahun | Luawa | Ministry of Health (EPI), UNICEF | Ministry of Health (EPI) | District Cold Room | health centre | solar fridge | 370 | Expanded Programme of Immunization |  |  | 1 | 370
2017/6 | Sierra Leone | Kailahun | Luawa | Ministry of Health (EPI), UNICEF | Ministry of Health (EPI) | DCR | health centre | solar fridge | 370 | Expanded Programme of Immunization |  |  | 1 | 370
2017/6 | Sierra Leone | Kailahun | Luawa | Ministry of Health (EPI), UNICEF | Ministry of Health (EPI) | DCR | health centre | solar fridge | 370 | Expanded Programme of Immunization |  |  | 1 | 370
2017/6 | Sierra Leone | Kailahun | Luawa | Ministry of Health (EPI), UNICEF | Ministry of Health (EPI) | DCR | health centre | solar fridge | 370 | Expanded Programme of Immunization |  |  | 1 | 370
2017/6 | Sierra Leone | Kailahun | Luawa | Ministry of Health (EPI), UNICEF | Ministry of Health (EPI) | DCR | health centre | solar fridge | 370 | Expanded Programme of Immunization |  |  | 1 | 370
2017/6 | Sierra Leone | Kailahun | Luawa | Ministry of Health (EPI), UNICEF | Ministry of Health (EPI) | District Cold Room | health centre | solar fridge | 370 | Expanded Programme of Immunization |  |  | 1 | 370
2017/6 | Sierra Leone | Port Loko | Maforki | Ministry of Health (EPI), UNICEF | Ministry of Health (EPI) | DCR | health centre | solar fridge | 370 | Expanded Programme of Immunization |  |  | 1 | 370
2017/6 | Sierra Leone | Port Loko | Maforki | Ministry of Health (EPI), UNICEF | Ministry of Health (EPI) | DCR | health centre | solar fridge | 370 | Expanded Programme of Immunization |  |  | 1 | 370
2017/6 | Sierra Leone | Port Loko | Maforki | Ministry of Health (EPI), UNICEF | Ministry of Health (EPI) | Port Loko | health centre | solar fridge | 370 | Expanded Programme of Immunization |  |  | 1 | 370
2017/6 | Sierra Leone | Port Loko | Maforki | Ministry of Health (EPI), UNICEF | Ministry of Health (EPI) | Port Loko | health centre | solar fridge | 370 | Expanded Programme of Immunization |  |  | 1 | 370
2017/6 | Sierra Leone | Port Loko | Maforki | Ministry of Health (EPI), UNICEF | Ministry of Health (EPI) | Port Loko | health centre | solar fridge | 370 | Expanded Programme of Immunization |  |  | 1 | 370
2017/6 | Sierra Leone | Port Loko | Maforki | Ministry of Health (EPI), UNICEF | Ministry of Health (EPI) | DCR | health centre | solar fridge | 370 | Expanded Programme of Immunization |  |  | 1 | 370
2017/6 | Sierra Leone | Port Loko | Maforki | Ministry of Health (EPI), UNICEF | Ministry of Health (EPI) | Rogbere Junction | health centre | solar fridge | 370 | Expanded Programme of Immunization |  |  | 1 | 370
2017/6 | Sierra Leone | Port Loko | Maforki | Ministry of Health (EPI), UNICEF | Ministry of Health (EPI) | Maronko | health centre | solar fridge | 370 | Expanded Programme of Immunization |  |  | 1 | 370
2017/6 | Sierra Leone | Port Loko | Maforki | Ministry of Health (EPI), UNICEF | Ministry of Health (EPI) | Gbonko Kareneh | health centre | solar fridge | 370 | Expanded Programme of Immunization |  |  | 1 | 370
2017/6 | Sierra Leone | Port Loko | Maforki | Ministry of Health (EPI), UNICEF | Ministry of Health (EPI) | Mafoimara | health centre | solar fridge | 370 | Expanded Programme of Immunization |  |  | 1 | 370
2017/6 | Sierra Leone | Port Loko | Maforki | Ministry of Health (EPI), UNICEF | Ministry of Health (EPI) | Malal | health centre | solar fridge | 370 | Expanded Programme of Immunization |  |  | 1 | 370
2017/6 | Sierra Leone | Port Loko | Maforki | Ministry of Health (EPI), UNICEF | Ministry of Health (EPI) | Makaba | health centre | solar fridge | 370 | Expanded Programme of Immunization |  |  | 1 | 370
2017/6 | Sierra Leone | Port Loko | Lokomasama | Ministry of Health (EPI), UNICEF | Ministry of Health (EPI) | Katongha | health centre | solar fridge | 370 | Expanded Programme of Immunization |  |  | 1 | 370
2017/6 | Sierra Leone | Port Loko | Lokomasama | Ministry of Health (EPI), UNICEF | Ministry of Health (EPI) | Patifu Junction | health centre | solar fridge | 370 | Expanded Programme of Immunization |  |  | 1 | 370
2017/6 | Sierra Leone | Port Loko | Lokomasama | Ministry of Health (EPI), UNICEF | Ministry of Health (EPI) | Gbinty Wallah | health centre | solar fridge | 370 | Expanded Programme of Immunization |  |  | 1 | 370
2017/6 | Sierra Leone | Port Loko | Lokomasama | Ministry of Health (EPI), UNICEF | Ministry of Health (EPI) | Babara | health centre | solar fridge | 370 | Expanded Programme of Immunization |  |  | 1 | 370
2017/6 | Sierra Leone | Port Loko | Lokomasama | Ministry of Health (EPI), UNICEF | Ministry of Health (EPI) | Bailor | health centre | solar fridge | 370 | Expanded Programme of Immunization |  |  | 1 | 370
2017/6 | Sierra Leone | Port Loko | Lokomasama | Ministry of Health (EPI), UNICEF | Ministry of Health (EPI) | Kagbulor | health centre | solar fridge | 370 | Expanded Programme of Immunization |  |  | 1 | 370
2017/6 | Sierra Leone | Port Loko | Kaffubullon | Ministry of Health (EPI), UNICEF | Ministry of Health (EPI) | Tagrin | health centre | solar fridge | 370 | Expanded Programme of Immunization |  |  | 1 | 370
2017/6 | Sierra Leone | Port Loko | Kaffubullon | Ministry of Health (EPI), UNICEF | Ministry of Health (EPI) | Conacrydee | health centre | solar fridge | 370 | Expanded Programme of Immunization |  |  | 1 | 370
2017/6 | Sierra Leone | Port Loko | Kaffubullon | Ministry of Health (EPI), UNICEF | Ministry of Health (EPI) | Mahera | health centre | solar fridge | 370 | Expanded Programme of Immunization |  |  | 1 | 370
2017/6 | Sierra Leone | Bombali |  | JSI, JICA, ACF | Private Company | Bumbanday MCHP | health centre | stand-alone solar system | 510 | Advancing Partners and Communities | 9.089 | -12.0039 | 1 | 510
2017/6 | Sierra Leone | Bombali |  | JSI, JICA, ACF | Private Company | Fullah Tn. CHP | health centre | stand-alone solar system | 510 | Advancing Partners and Communities | 8.8176 | -12.2282 | 1 | 510
2017/6 | Sierra Leone | Bombali |  | JSI, JICA, ACF | Private Company | Gbanti CHP | health centre | stand-alone solar system | 510 | Advancing Partners and Communities | 9.2848 | -12.2365 | 1 | 510
2017/6 | Sierra Leone | Bombali |  | JSI, JICA, ACF | Private Company | Gbonkonka CHP | health centre | stand-alone solar system | 510 | Advancing Partners and Communities | 9.0331 | -12.5041 | 1 | 510
2017/6 | Sierra Leone | Bombali |  | JSI, JICA, ACF | Private Company | Kaponkie CHP | health centre | stand-alone solar system | 510 | Advancing Partners and Communities | 9.5166 | -12.2862 | 1 | 510
2017/6 | Sierra Leone | Bombali |  | JSI, JICA, ACF | Private Company | Kayongoro CHP | health centre | stand-alone solar system | 510 | Advancing Partners and Communities | 9.2127 | -11.9216 | 1 | 510
2017/6 | Sierra Leone | Bombali |  | JSI, JICA, ACF | Private Company | Maforay CHP | health centre | stand-alone solar system | 510 | Advancing Partners and Communities | 8.8071 | -12.0818 | 1 | 510
2017/6 | Sierra Leone | Bombali |  | JSI, JICA, ACF | Private Company | Maharie CHP | health centre | stand-alone solar system | 510 | Advancing Partners and Communities | 8.9631 | -12.2167 | 1 | 510
2017/6 | Sierra Leone | Bombali |  | JSI, JICA, ACF | Private Company | Masingbi CHP | health centre | stand-alone solar system | 510 | Advancing Partners and Communities | 8.7804 | -11.9532 | 1 | 510
2017/6 | Sierra Leone | Bombali |  | JSI, JICA, ACF | Private Company | Samaya CHP | health centre | stand-alone solar system | 510 | Advancing Partners and Communities | 9.5117 | -12.3937 | 1 | 510
2017/6 | Sierra Leone | Port Loko |  | JSI, JICA, ACF | Private Company | Benkia MCHP | health centre | stand-alone solar system | 510 | Advancing Partners and Communities | 8.6552 | -12.8997 | 1 | 510
2017/6 | Sierra Leone | Port Loko |  | JSI, JICA, ACF | Private Company | Gbombana MCHP | health centre | stand-alone solar system | 510 | Advancing Partners and Communities | 8.9258 | -12.6583 | 1 | 510
2017/6 | Sierra Leone | Port Loko |  | JSI, JICA, ACF | Private Company | K/Ngollah MCHP | health centre | stand-alone solar system | 510 | Advancing Partners and Communities | 8.4306 | -13.0156 | 1 | 510
2017/6 | Sierra Leone | Port Loko |  | JSI, JICA, ACF | Private Company | Mafoimara CHP | health centre | stand-alone solar system | 510 | Advancing Partners and Communities | 8.6608 | -12.805 | 1 | 510
2017/6 | Sierra Leone | Port Loko |  | JSI, JICA, ACF | Private Company | Magbeni MCHP | health centre | stand-alone solar system | 510 | Advancing Partners and Communities | 8.5552 | -12.8131 | 1 | 510
2017/6 | Sierra Leone | Port Loko |  | JSI, JICA, ACF | Private Company | Malenki MCHP | health centre | stand-alone solar system | 510 | Advancing Partners and Communities | 8.5051 | -12.8561 | 1 | 510
2017/6 | Sierra Leone | Port Loko |  | JSI, JICA, ACF | Private Company | Maronkoh MCHP | health centre | stand-alone solar system | 510 | Advancing Partners and Communities | 8.7362 | -12.5686 | 1 | 510
2017/6 | Sierra Leone | Port Loko |  | JSI, JICA, ACF | Private Company | Mayolla MCHP | health centre | stand-alone solar system | 510 | Advancing Partners and Communities | 8.5727 | -12.3143 | 1 | 510
2017/6 | Sierra Leone | Port Loko |  | JSI, JICA, ACF | Private Company | Robaka MCHP | health centre | stand-alone solar system | 510 | Advancing Partners and Communities | 8.8535 | -12.5954 | 1 | 510
2017/6 | Sierra Leone | Port Loko |  | JSI, JICA, ACF | Private Company | Worreh Bana MCHP | health centre | stand-alone solar system | 510 | Advancing Partners and Communities | 8.8521 | -12.3614 | 1 | 510
2017/6 | Sierra Leone | Tonkolili |  | JSI, JICA, ACF | Private Company | Bassaia MCHP | health centre | stand-alone solar system | 510 | Advancing Partners and Communities | 8.9515 | -11.7587 | 1 | 510
2017/6 | Sierra Leone | Tonkolili |  | JSI, JICA, ACF | Private Company | Fotaneh Jct MCHP | health centre | stand-alone solar system | 510 | Advancing Partners and Communities | 8.5903 | -11.3838 | 1 | 510
2017/6 | Sierra Leone | Tonkolili |  | JSI, JICA, ACF | Private Company | Kemedugu CHP | health centre | stand-alone solar system | 510 | Advancing Partners and Communities | 9.0065 | -11.6616 | 1 | 510
2017/6 | Sierra Leone | Tonkolili |  | JSI, JICA, ACF | Private Company | Macobabana MCHP | health centre | stand-alone solar system | 510 | Advancing Partners and Communities | 8.6082 | -12.3176 | 1 | 510
2017/6 | Sierra Leone | Tonkolili |  | JSI, JICA, ACF | Private Company | Makelleh MCHP | health centre | stand-alone solar system | 510 | Advancing Partners and Communities | 8.4723 | -12.1018 | 1 | 510
2017/6 | Sierra Leone | Tonkolili |  | JSI, JICA, ACF | Private Company | Masumbri CHP | health centre | stand-alone solar system | 510 | Advancing Partners and Communities | 8.8199 | -11.7547 | 1 | 510
2017/6 | Liberia | Grand Gedeh | Cavalla | EPOS Health Management | EnDev | Zai Town Clinic | clinic | SHS | 20 |  | 6.1929 | -8.2933 | 1 | 20
2017/6 | Liberia | Grand Gedeh | Tchien | EPOS Health Management | EnDev | Toffoi Clinic | clinic | SHS | 10 |  | 5.97 | -8.0869 | 1 | 10
2017/6 | Liberia | Grand Gedeh | Cavalla | EPOS Health Management | EnDev | Janzon Clinic | clinic | SHS | 10 |  |  |  | 1 | 10
2017/6 | Liberia | Grand Gedeh | Putu | EPOS Health Management | EnDev | Putu Jarwode Clinic | clinic | SHS | 20 |  | 5.6147 | -8.3208 | 1 | 20
2017/6 | Liberia | Grand Gedeh | Tchien | EPOS Health Management | EnDev | Kumah Town Clinic | clinic | SHS | 20 |  | 5.9344 | -8.2458 | 1 | 20
2017/6 | Liberia | Grand Gedeh | Gbao | EPOS Health Management | EnDev | Gbarzon Jarwodee Clinic | clinic | SHS | 10 |  | 6.1132 | -8.5984 | 1 | 10
2017/6 | Liberia | Margibi | Mamba-Kaba | We Care Solar, Ministry Of Health, EnDev, Africare, PHIL | EnDev | Schefflin Town Clinic | clinic | SHS | 30 | Light Every Birth - Liberia | 6.2058680690824986 | -10.545300291851163 | 1 | 30
2017/6 | Liberia | Montserrado | Commonwealth | We Care Solar, Ministry Of Health, EnDev, Africare, PHIL | EnDev | Louisiana Clinic | clinic | Solar Suitcase | 125 | Light Every Birth - Liberia |  |  | 1 | 125
2017/6 | Liberia | Montserrado |  | We Care Solar, Ministry Of Health, EnDev, Africare, PHIL | EnDev | Kingsville Clinic | clinic | Solar Suitcase | 125 | Light Every Birth - Liberia |  |  | 1 | 125
2017/6 | Liberia | Montserrado | St. Paul | We Care Solar, Ministry Of Health, EnDev, Africare, PHIL | EnDev | Gbondoi Clinic | clinic | Solar Suitcase | 125 | Light Every Birth - Liberia | 6.5141 | -10.7885 | 1 | 125
2017/6 | Liberia | Montserrado |  | We Care Solar, Ministry Of Health, EnDev, Africare, PHIL | EnDev | White Plains Community Clinic | clinic | Solar Suitcase | 125 | Light Every Birth - Liberia | 6.458675, | -10.6722 | 1 | 125
2017/6 | Liberia | Montserrado | Commonwealth | We Care Solar, Ministry Of Health, EnDev, Africare, PHIL | EnDev | Mount Barclay Community Clinic | clinic | Solar Suitcase | 125 | Light Every Birth - Liberia |  |  | 1 | 125
2017/6 | Liberia | Grand Cape Mount | Porkpa | We Care Solar, Ministry Of Health, EnDev, Africare, PHIL | EnDev | Bamballa Clinic | clinic | Solar Suitcase | 125 | Light Every Birth - Liberia | 7.222187 | -11.172764 | 1 | 125
2017/6 | Liberia | Grand Cape Mount | Porkpa | We Care Solar, Ministry Of Health, EnDev, Africare, PHIL | EnDev | Kawelahun Clinic | clinic | Solar Suitcase | 125 | Light Every Birth - Liberia | 7.4027 | -11.0264 | 1 | 125
2017/6 | Liberia | Grand Cape Mount | Porkpa | We Care Solar, Ministry Of Health, EnDev, Africare, PHIL | EnDev | Kongo Clinic | clinic | Solar Suitcase | 125 | Light Every Birth - Liberia |  |  | 1 | 125
2017/6 | Liberia | Grand Cape Mount | Tewor | We Care Solar, Ministry Of Health, EnDev, Africare, PHIL | EnDev | Gonelor Clinic | clinic | Solar Suitcase | 125 | Light Every Birth - Liberia |  |  | 1 | 125
2017/6 | Liberia | Grand Cape Mount | Tewor | We Care Solar, Ministry Of Health, EnDev, Africare, PHIL | EnDev | Fahnja Clinic | clinic | Solar Suitcase | 125 | Light Every Birth - Liberia |  |  | 1 | 125
2017/6 | Liberia | Grand Cape Mount | Porkpa | We Care Solar, Ministry Of Health, EnDev, Africare, PHIL | EnDev | Bendaja Clinic | clinic | Solar Suitcase | 125 | Light Every Birth - Liberia | 7.0587 | -11.3558 | 1 | 125
2017/6 | Liberia | Grand Cape Mount | Tewor | We Care Solar, Ministry Of Health, EnDev, Africare, PHIL | EnDev | Mambo Clinic | clinic | Solar Suitcase | 125 | Light Every Birth - Liberia | 6.998730185441673 | -11.295997453853488 | 1 | 125
2017/6 | Liberia | Grand Cape Mount | Tewor | We Care Solar, Ministry Of Health, EnDev, Africare, PHIL | EnDev | Tienii Clinic | clinic | Solar Suitcase | 125 | Light Every Birth - Liberia | 6.9683 | -11.3099 | 1 | 125
2017/6 | Liberia | Grand Cape Mount | Tewor | We Care Solar, Ministry Of Health, EnDev, Africare, PHIL | EnDev | Diah Clinic | clinic | Solar Suitcase | 125 | Light Every Birth - Liberia | 6.8771779630333185 | -11.349379029124975 | 1 | 125
2017/6 | Liberia | Grand Cape Mount | Tewor | We Care Solar, Ministry Of Health, EnDev, Africare, PHIL | EnDev | Kulangor Clinic | clinic | Solar Suitcase | 125 | Light Every Birth - Liberia | 6.922078435309231 | -11.388251362368464 | 1 | 125
2017/6 | Liberia | Grand Cape Mount | Gola Konneh | We Care Solar, Ministry Of Health, EnDev, Africare, PHIL | EnDev | Mbaloma Clinic | clinic | Solar Suitcase | 125 | Light Every Birth - Liberia | 6.958865 | -10.998091 | 1 | 125
2017/6 | Liberia | Grand Cape Mount | Gola Konneh | We Care Solar, Ministry Of Health, EnDev, Africare, PHIL | EnDev | Than Gola Konneh Clinic | clinic | Solar Suitcase | 125 | Light Every Birth - Liberia | 7.107347 | -10.897916 | 1 | 125
2017/6 | Liberia | Grand Cape Mount | Tewor | We Care Solar, Ministry Of Health, EnDev, Africare, PHIL | EnDev | Gondama Clinic | clinic | Solar Suitcase | 125 | Light Every Birth - Liberia | 7.058675880543888 | -11.355848852545023 | 1 | 125
2017/6 | Liberia | Grand Cape Mount | Tewor | We Care Solar, Ministry Of Health, EnDev, Africare, PHIL | EnDev | Bo Waterside Clinic | clinic | Solar Suitcase | 125 | Light Every Birth - Liberia |  |  | 1 | 125
2017/6 | Liberia | Grand Cape Mount | Commonwealth | We Care Solar, Ministry Of Health, EnDev, Africare, PHIL | EnDev | Tallah Clinic | clinic | Solar Suitcase | 125 | Light Every Birth - Liberia |  |  | 1 | 125
2017/6 | Liberia | Grand Cape Mount | Commonwealth | We Care Solar, Ministry Of Health, EnDev, Africare, PHIL | EnDev | Sembehum Clinic | clinic | Solar Suitcase | 125 | Light Every Birth - Liberia | 6.7062 | -11.3338 | 1 | 125
2017/6 | Liberia | Grand Cape Mount | Gola Konneh | We Care Solar, Ministry Of Health, EnDev, Africare, PHIL | EnDev | Varguaye Clinic | clinic | Solar Suitcase | 125 | Light Every Birth - Liberia | 7.159969 | -10.958746 | 1 | 125
2017/6 | Liberia | Grand Cape Mount | Garwula | We Care Solar, Ministry Of Health, EnDev, Africare, PHIL | EnDev | Karnga Clinic | clinic | Solar Suitcase | 125 | Light Every Birth - Liberia |  |  | 1 | 125
2017/6 | Liberia | Grand Cape Mount | Garwula | We Care Solar, Ministry Of Health, EnDev, Africare, PHIL | EnDev | Bendu Clinic | clinic | Solar Suitcase | 125 | Light Every Birth - Liberia | 6.7623 | -11.2118 | 1 | 125
2017/6 | Liberia | Grand Cape Mount | Garwula | We Care Solar, Ministry Of Health, EnDev, Africare, PHIL | EnDev | Bomboja Clinic | clinic | Solar Suitcase | 125 | Light Every Birth - Liberia |  |  | 1 | 125
2017/6 | Liberia | Gbarpolu | Bopolu | We Care Solar, Ministry Of Health, EnDev, Africare, PHIL | EnDev | Henry Town Clinic | clinic | Solar Suitcase | 125 | Light Every Birth - Liberia | 7.264907159842551 | -10.352638978511095 | 1 | 125
2017/6 | Liberia | Gbarpolu | Bopolu | We Care Solar, Ministry Of Health, EnDev, Africare, PHIL | EnDev | Bambuta | clinic | Solar Suitcase | 125 | Light Every Birth - Liberia |  |  | 1 | 125
2017/6 | Liberia | Gbarpolu | Belle | We Care Solar, Ministry Of Health, EnDev, Africare, PHIL | EnDev | Fassama Bade Clinic | clinic | Solar Suitcase | 125 | Light Every Birth - Liberia | 7.5195391941815615 | -9.998220261186361 | 1 | 125
2017/6 | Liberia | Gbarpolu | Bopolu | We Care Solar, Ministry Of Health, EnDev, Africare, PHIL | EnDev | Totoquelleh Clinic | clinic | Solar Suitcase | 125 | Light Every Birth - Liberia | 7.051677578128874 | -10.401642182841897 | 1 | 125
2017/6 | Liberia | Gbarpolu | Gbarma | We Care Solar, Ministry Of Health, EnDev, Africare, PHIL | EnDev | Gbarma Clinic | clinic | Solar Suitcase | 125 | Light Every Birth - Liberia | 6.9959 | -10.7901 | 1 | 125
2017/6 | Liberia | Gbarpolu | Gbarma | We Care Solar, Ministry Of Health, EnDev, Africare, PHIL | EnDev | Yangaya Clinic | clinic | Solar Suitcase | 125 | Light Every Birth - Liberia | 7.1083 | -10.7602 | 1 | 125
2017/6 | Liberia | Gbarpolu | Bopolu | We Care Solar, Ministry Of Health, EnDev, Africare, PHIL | EnDev | Gbayama Clinic | clinic | Solar Suitcase | 125 | Light Every Birth - Liberia | 7.021814784966409 | -10.62693583779037 | 1 | 125
2017/6 | Liberia | Gbarpolu | Bopolu | We Care Solar, Ministry Of Health, EnDev, Africare, PHIL | EnDev | Chief Jallah Lone Hospital | clinic | Solar Suitcase | 125 | Light Every Birth - Liberia |  |  | 1 | 125
2017/6 | Liberia | Gbarpolu | Gbarma | We Care Solar, Ministry Of Health, EnDev, Africare, PHIL | EnDev | Tarkpoima Clinic | clinic | Solar Suitcase | 125 | Light Every Birth - Liberia | 7.1001 | -10.6798 | 1 | 125
2017/6 | Liberia | Gbarpolu | Gbarma | We Care Solar, Ministry Of Health, EnDev, Africare, PHIL | EnDev | Weasua Clinic | clinic | Solar Suitcase | 125 | Light Every Birth - Liberia | 7.3177 | -10.5085 | 1 | 125
2017/6 | Liberia | Margibi | Mamba Kaba | We Care Solar, Ministry Of Health, EnDev, Africare, PHIL | EnDev | Tripple T. Medical Clinic | clinic | Solar Suitcase | 125 | Light Every Birth - Liberia | 6.2254 | -10.5979 | 1 | 125
2017/6 | Liberia | Margibi | Mamba Kaba | We Care Solar, Ministry Of Health, EnDev, Africare, PHIL | EnDev | Schefflin Clinic | clinic | Solar Suitcase | 125 | Light Every Birth - Liberia | 6.226059193722904 | -10.53417993709445 | 1 | 125
2017/6 | Liberia | Margibi | Mamba Kaba | We Care Solar, Ministry Of Health, EnDev, Africare, PHIL | EnDev | Unique Medical Clinic | clinic | Solar Suitcase | 125 | Light Every Birth - Liberia | 6.236219359561801 | -10.507135558873415 | 1 | 125
2017/6 | Liberia | Margibi | Mamba Kaba | We Care Solar, Ministry Of Health, EnDev, Africare, PHIL | EnDev | Excellence Medical Clinic | clinic | Solar Suitcase | 125 | Light Every Birth - Liberia | 6.2058680690824986 | -10.545300291851163 | 1 | 125
2017/6 | Liberia | Margibi | Kakata | We Care Solar, Ministry Of Health, EnDev, Africare, PHIL | EnDev | Planned Parenthood Association of Liberia (PPAL) Clinic | clinic | Solar Suitcase | 125 | Light Every Birth - Liberia |  |  | 1 | 125
2017/6 | Liberia | Margibi | Kakata | We Care Solar, Ministry Of Health, EnDev, Africare, PHIL | EnDev | Moses Samie Clinic | clinic | Solar Suitcase | 125 | Light Every Birth - Liberia |  |  | 1 | 125
2017/6 | Liberia | Margibi | Kakata | We Care Solar, Ministry Of Health, EnDev, Africare, PHIL | EnDev | City Clinic | clinic | Solar Suitcase | 125 | Light Every Birth - Liberia | 6.5306 | -10.3361 | 1 | 125
2017/6 | Liberia | Margibi | Kakata | We Care Solar, Ministry Of Health, EnDev, Africare, PHIL | EnDev | Weala Community Clinic | clinic | Solar Suitcase | 125 | Light Every Birth - Liberia | 6.6871 | -10.2101 | 1 | 125
2017/6 | Liberia | Grand Cape Mount | Tewor | We Care Solar, Ministry Of Health, EnDev, Africare, PHIL | EnDev | Jene Wonde Clinic | clinic | Solar Suitcase | 125 | Light Every Birth - Liberia | 7.0761 | -11.269014095887542 | 1 | 125
2017/6 | Liberia | Grand Cape Mount | Garwula | We Care Solar, Ministry Of Health, EnDev, Africare, PHIL | EnDev | Kpeneji Clinic | clinic | Solar Suitcase | 125 | Light Every Birth - Liberia | 6.9300020998343825 | -11.25220611691475 | 1 | 125
2017/6 | Liberia | Grand Cape Mount | Garwula | We Care Solar, Ministry Of Health, EnDev, Africare, PHIL | EnDev | Madina Clinic | clinic | Solar Suitcase | 125 | Light Every Birth - Liberia | 6.717177196405828 | -11.065397383645177 | 1 | 125
2017/6 | Liberia | Bomi | Senjeh | We Care Solar, Ministry Of Health, EnDev, Africare, PHIL | EnDev | Beafina Clinic | clinic | Solar Suitcase | 125 | Light Every Birth - Liberia | 6.8627 | -10.899448189884424 | 1 | 125
2017/6 | Liberia | Bomi | Senjeh | We Care Solar, Ministry Of Health, EnDev, Africare, PHIL | EnDev | Yomo Town Clinic | clinic | Solar Suitcase | 125 | Light Every Birth - Liberia | 6.947603719308972 | -10.764812109991908 | 1 | 125
2017/6 | Liberia | Bomi | Senjeh | We Care Solar, Ministry Of Health, EnDev, Africare, PHIL | EnDev | Sackie Town Clinic | clinic | Solar Suitcase | 125 | Light Every Birth - Liberia | 6.976034506224096 | , -10.9297810401767 | 1 | 125
2017/6 | Liberia | Bomi | Klay | We Care Solar, Ministry Of Health, EnDev, Africare, PHIL | EnDev | Gonzipo Clinic | clinic | Solar Suitcase | 125 | Light Every Birth - Liberia | 6.662167394533753 | -10.925527224317193 | 1 | 125
2017/6 | Liberia | Bomi | Klay | We Care Solar, Ministry Of Health, EnDev, Africare, PHIL | EnDev | Gonjeh Clinic | clinic | Solar Suitcase | 125 | Light Every Birth - Liberia | 6.64782109670341 | -10.834835451096296 | 1 | 125
2017/6 | Liberia | Bomi | Klay | We Care Solar, Ministry Of Health, EnDev, Africare, PHIL | EnDev | Malema Clinic | clinic | Solar Suitcase | 125 | Light Every Birth - Liberia | 6.674973182380199 | -10.973510015755892 | 1 | 125
2017/6 | Liberia | Bomi | Dewoin | We Care Solar, Ministry Of Health, EnDev, Africare, PHIL | EnDev | Jenneh #3 Clinic | clinic | Solar Suitcase | 125 | Light Every Birth - Liberia | 6.537354695610702 | -10.85329407826066 | 1 | 125
2017/6 | Liberia | Bomi | Dewoin | We Care Solar, Ministry Of Health, EnDev, Africare, PHIL | EnDev | Dargweh Clinic | clinic | Solar Suitcase | 125 | Light Every Birth - Liberia | 6.567452726885676 | -10.945531222969294 | 1 | 125
2017/6 | Liberia | Bomi | Suehn | We Care Solar, Ministry Of Health, EnDev, Africare, PHIL | EnDev | Mulbah Clinic | clinic | Solar Suitcase | 125 | Light Every Birth - Liberia | 6.754296 | -10.6168 | 1 | 125
2017/6 | Liberia | Bomi | Suehn | We Care Solar, Ministry Of Health, EnDev, Africare, PHIL | EnDev | Suehn Clinic | clinic | Solar Suitcase | 125 | Light Every Birth - Liberia | 6.626868 | -10.701879 | 1 | 125
2017/6 | Liberia | Bomi | Suehn | We Care Solar, Ministry Of Health, EnDev, Africare, PHIL | EnDev | Fefeh Town Clinic | clinic | Solar Suitcase | 125 | Light Every Birth - Liberia | 6.652 | -10.741 | 1 | 125
2017/6 | Liberia | Bomi | Suehn | We Care Solar, Ministry Of Health, EnDev, Africare, PHIL | EnDev | Weawolo Clinic | clinic | Solar Suitcase | 125 | Light Every Birth - Liberia |  |  | 1 | 125
2017/6 | Liberia | Bomi | Dewoin | We Care Solar, Ministry Of Health, EnDev, Africare, PHIL | EnDev | Beh Town Clinic | clinic | Solar Suitcase | 125 | Light Every Birth - Liberia | 6.6182 | -10.9848 | 1 | 125
2017/6 | Liberia | Bomi | Klay | We Care Solar, Ministry Of Health, EnDev, Africare, PHIL | EnDev | Goghen Clinic | clinic | Solar Suitcase | 125 | Light Every Birth - Liberia | 6.733926 | -10.733717 | 1 | 125
2017/6 | Liberia | Bomi | Dewoin | We Care Solar, Ministry Of Health, EnDev, Africare, PHIL | EnDev | Bonjeh Clinic | clinic | Solar Suitcase | 125 | Light Every Birth - Liberia | 6.489418759010732 | -10.853613512590528 | 1 | 125
2017/6 | Liberia | Margibi | Mamba Kaba | We Care Solar, Ministry Of Health, EnDev, Africare, PHIL |  | Gbewein Public School | school | SHS | 30 | Light Every Birth - Liberia | 6.2518 | -10.3872 | 1 | 30
2017/6 | Liberia | Montserrado | Todee | We Care Solar, Ministry Of Health, EnDev, Africare, PHIL | EnDev | Zannah Town Clinic | clinic | Solar Suitcase | 125 | Light Every Birth - Liberia |  |  | 1 | 125
2017/6 | Liberia | Montserrado | Todee | We Care Solar, Ministry Of Health, EnDev, Africare, PHIL | EnDev | Koon Town Clinic | clinic | Solar Suitcase | 125 | Light Every Birth - Liberia | 6.6066 | -10.5355 | 1 | 125
2017/6 | Liberia | Montserrado | St. Paul | We Care Solar, Ministry Of Health, EnDev, Africare, PHIL | EnDev | Arthington Clinic | clinic | Solar Suitcase | 125 | Light Every Birth - Liberia | 6.511 | -10.6773 | 1 | 125
2017/6 | Liberia | Montserrado | Careysburg | We Care Solar, Ministry Of Health, EnDev, Africare, PHIL | EnDev | Johnsonville Clinic | clinic | Solar Suitcase | 125 | Light Every Birth - Liberia | 6.364 | -10.6852 | 1 | 125
2017/6 | Liberia | Margibi |  | We Care Solar, Ministry Of Health, EnDev, Africare, PHIL | EnDev | Wolala Clinic | clinic | Solar Suitcase | 125 | Light Every Birth - Liberia |  |  | 1 | 125
2017/6 | Liberia | Margibi |  | We Care Solar, Ministry Of Health, EnDev, Africare, PHIL | EnDev | Yarnwuellie Clinic | clinic | Solar Suitcase | 125 | Light Every Birth - Liberia |  |  | 1 | 125
2017/6 | Liberia | Margibi |  | We Care Solar, Ministry Of Health, EnDev, Africare, PHIL | EnDev | Pleemue Clinic | clinic | Solar Suitcase | 125 | Light Every Birth - Liberia |  |  | 1 | 125
2017/6 | Liberia | Montserrado |  | We Care Solar, Ministry Of Health, EnDev, Africare, PHIL | EnDev | Tenegar Clinic | clinic | Solar Suitcase | 125 | Light Every Birth - Liberia | 6.5144 | -10.7522 | 1 | 125
2017/6 | Liberia | Margibi | Kakata | We Care Solar, Ministry Of Health, EnDev, Africare, PHIL | EnDev | Velley Ta Clinic | clinic | Solar Suitcase | 125 | Light Every Birth - Liberia |  |  | 1 | 125
2017/6 | Liberia | Margibi | Kakata | We Care Solar, Ministry Of Health, EnDev, Africare, PHIL | EnDev | Tucker Ta Clinic | clinic | Solar Suitcase | 125 | Light Every Birth - Liberia |  |  | 1 | 125
2017/6 | Liberia | Margibi | Kakata | We Care Solar, Ministry Of Health, EnDev, Africare, PHIL | EnDev | Cinta Clinic | clinic | Solar Suitcase | 125 | Light Every Birth - Liberia |  |  | 1 | 125
2017/6 | Liberia | Montserrado | Brewerville |  | UNDP | Ebola aid Center | health centre | stand-alone solar system | 1500 |  |  |  | 1 | 1500
2017/6 | Liberia | Montserrado | Bensonville |  | UNDP | Ebola aid Center | health centre | stand-alone solar system | 1500 |  |  |  | 1 | 1500
2017/6 | Liberia | Grand Cape Mount | Robertsport |  | UNDP | Ebola aid Center | health centre | stand-alone solar system | 1500 |  |  |  | 1 | 1500
2017/6 | Liberia | Bomi | Tubmanburg |  | UNDP | Ebola aid Center | health centre | stand-alone solar system | 1500 |  |  |  | 1 | 1500
2017/6 | Liberia | Gbarpolu | Bopolu |  | UNDP | Ebola aid Center | health centre | stand-alone solar system | 1500 |  |  |  | 1 | 1500
2017/6 | Liberia | Margibi | Kakata |  | UNDP | Ebola aid Center | health centre | stand-alone solar system | 1500 |  |  |  | 1 | 1500
2017/6 | Liberia | Bong | Totota |  | UNDP | Ebola aid Center | health centre | stand-alone solar system | 1500 |  |  |  | 1 | 1500
2017/6 | Liberia | Bong | Gbarnga |  | UNDP | Ebola aid Center | health centre | stand-alone solar system | 1500 |  |  |  | 1 | 1500
2017/6 | Liberia | Lofa | Voinjama |  | UNDP | Ebola aid Center | health centre | stand-alone solar system | 1500 |  |  |  | 1 | 1500
2017/6 | Liberia | Lofa | Kolahun |  | UNDP | Ebola aid Center | health centre | stand-alone solar system | 1500 |  |  |  | 1 | 1500
2017/6 | Liberia | Nimba | Sanniquellie |  | UNDP | Ebola aid Center | health centre | stand-alone solar system | 1500 |  |  |  | 1 | 1500
2017/6 | Liberia | Nimba | Tapeta |  | UNDP | Ebola aid Center | health centre | stand-alone solar system | 1500 |  |  |  | 1 | 1500
2017/6 | Liberia | Grand Gedeh | Zwedru |  | UNDP | Ebola aid Center | health centre | stand-alone solar system | 1500 |  |  |  | 1 | 1500
2017/6 | Liberia | River Gee | Fish town |  | UNDP | Ebola aid Center | health centre | stand-alone solar system | 1500 |  |  |  | 1 | 1500
2017/6 | Liberia | Maryland | Harper |  | UNDP | Ebola aid Center | health centre | stand-alone solar system | 1500 |  |  |  | 1 | 1500
2017/6 | Liberia | Grand Kru | Barclayville |  | UNDP | Ebola aid Center | health centre | stand-alone solar system | 1500 |  |  |  | 1 | 1500
2017/6 | Liberia | Sinoe | Greenwille |  | UNDP | Ebola aid Center | health centre | stand-alone solar system | 1500 |  |  |  | 1 | 1500
2017/6 | Liberia | River Cess | Cestos |  | UNDP | Ebola aid Center | health centre | stand-alone solar system | 1500 |  |  |  | 1 | 1500
2017/6 | Liberia | Grand Bassa | Buchanan |  | UNDP | Ebola aid Center | health centre | stand-alone solar system | 1500 |  |  |  | 1 | 1500
2017/6 | Liberia |  | Political Districts |  | National Election Comission | NEC Offices | office | stand-alone solar system | 1500 |  |  |  | 19 | 28500
2017/6 | Liberia | Montserrado | Mamba Point |  | USA Embassy | embassy united states | public street | solar street light | 84000 |  | 6.3145 | 10.8157 | 24 | 2016000
2017/6 | Liberia | Montserrado | Monrovia | UNICEF | Private Company | Main Office | office | hybrid solar/ generator system | 10000 |  | 6312656 | -10814541 | 1 | 10000
2017/6 | Liberia | Montserrado | Monrovia | UNICEF | Private Company | Warehouse | warehouse | hybrid solar/ generator system | 7500 |  | 6351231 | -10790895 | 1 | 7500
2017/6 | Liberia | Montserrado | Paynesville |  | Private Company | Liberia Revenue Authority | office | hybrid solar/ generator system | 10000 |  |  |  | 1 | 10000
2017/6 | Liberia | Montserrado | Monrovia | Stella Maris University | Private Company | Stella Maris Polytechnic University | university | stand-alone solar system | 3750 |  |  |  | 1 | 3750
2017/6 | Liberia | Montserrado | Monrovia |  |  | National Election Commission | office | stand-alone solar system | 9570 |  |  |  | 1 | 9570
2017/6 | Liberia | Montserrado | Bensonville | Ministry of Public Works | Private Company | Ministry of puplic works | office | stand-alone solar system | 7000 |  |  |  | 1 | 7000
2017/6 | Sierra Leone | Tonkolili |  | JSI, JICA, ACF | Private Company | Mathamp MCHP | health centre | stand-alone solar system | 510 | Advancing Partners and Communities | 8.5445 | -11.945 | 1 | 510
2017/6 | Sierra Leone | Tonkolili |  | JSI, JICA, ACF | Private Company | Mayossoh MCHP | health centre | stand-alone solar system | 510 | Advancing Partners and Communities | 8.592 | -11.9829 | 1 | 510
2017/6 | Sierra Leone | Tonkolili |  | JSI, JICA, ACF | Private Company | Roneitta CHP | health centre | stand-alone solar system | 510 | Advancing Partners and Communities | 8.3643 | -12.4547 | 1 | 510
2017/6 | Sierra Leone | Tonkolili |  | JSI, JICA, ACF | Private Company | Warrima MCHP | health centre | stand-alone solar system | 510 | Advancing Partners and Communities | 8.4445 | -11.9315 | 1 | 510
2017/6 | Sierra Leone | Western Rural |  | JSI, JICA, ACF | Private Company | Banana Island MCHP | health centre | stand-alone solar system | 510 | Advancing Partners and Communities | 8.1372 | -13.1952 | 1 | 510
2017/6 | Sierra Leone | Western Rural |  | JSI, JICA, ACF | Private Company | Kent CHP | health centre | stand-alone solar system | 510 | Advancing Partners and Communities | 8.1742 | -13.1623 | 1 | 510
2017/6 | Sierra Leone | Western Rural |  | JSI, JICA, ACF | Private Company | Leicester CHP | health centre | stand-alone solar system | 510 | Advancing Partners and Communities | 8.4618 | -13.219 | 1 | 510
2017/6 | Sierra Leone | Western Rural |  | JSI, JICA, ACF | Private Company | Lumpa CHP | health centre | stand-alone solar system | 510 | Advancing Partners and Communities | 8.3318 | -13.0555 | 1 | 510
2017/6 | Sierra Leone | Western Rural |  | JSI, JICA, ACF | Private Company | Makabeh MCHP | health centre | stand-alone solar system | 510 | Advancing Partners and Communities | 8.3389 | -12.8925 | 1 | 510
2017/6 | Sierra Leone | Western Rural |  | JSI, JICA, ACF | Private Company | Makonkonday MCHP | health centre | stand-alone solar system | 510 | Advancing Partners and Communities | 8.3624 | -13.0121 | 1 | 510
2017/6 | Sierra Leone | Western Rural |  | JSI, JICA, ACF | Private Company | Malambay MCHP | health centre | stand-alone solar system | 510 | Advancing Partners and Communities | 8.314 | -13.0227 | 1 | 510
2017/6 | Sierra Leone | Western Rural |  | JSI, JICA, ACF | Private Company | Metchem MCHP | health centre | stand-alone solar system | 510 | Advancing Partners and Communities | 8.429 | -13.2727 | 1 | 510
2017/6 | Sierra Leone | Western Rural |  | JSI, JICA, ACF | Private Company | Rogbangba MCHP | health centre | stand-alone solar system | 510 | Advancing Partners and Communities | 8.3966 | -13.1173 | 1 | 510
2017/6 | Sierra Leone | Western Rural |  | JSI, JICA, ACF | Private Company | Sussex MCHP | health centre | stand-alone solar system | 510 | Advancing Partners and Communities | 8.3472 | -13.2301 | 1 | 510
2017/6 | Sierra Leone | Western Rural |  | JSI, JICA, ACF | Private Company | George Brook CHC | health centre | stand-alone solar system | 510 | Advancing Partners and Communities | 8.4687 | -13.2357 | 1 | 510
2017/6 | Sierra Leone | Western Rural |  | JSI, JICA, ACF | Private Company | Ginger Hall CHC | health centre | stand-alone solar system | 510 | Advancing Partners and Communities | 8.4815 | -13.2186 | 1 | 510
2017/6 | Sierra Leone | Western Rural |  | JSI, JICA, ACF | Private Company | Grey Bush CHC | health centre | stand-alone solar system | 510 | Advancing Partners and Communities | 8.4824 | -13.2497 | 1 | 510
2017/6 | Sierra Leone | Western Rural |  | JSI, JICA, ACF | Private Company | Kingtom Police Mi Room CHC | health centre | stand-alone solar system | 510 | Advancing Partners and Communities | 8.4916 | -13.2457 | 1 | 510
2017/6 | Sierra Leone | Western Rural |  | JSI, JICA, ACF | Private Company | Koya Tn. CHC | health centre | stand-alone solar system | 510 | Advancing Partners and Communities | 8.4367 | -13.1762 | 1 | 510
2017/6 | Sierra Leone | Western Rural |  | JSI, JICA, ACF | Private Company | Mabella CHC | health centre | stand-alone solar system | 510 | Advancing Partners and Communities | 8.4905 | -13.2263 | 1 | 510
2017/6 | Sierra Leone | Western Rural |  | JSI, JICA, ACF | Private Company | Murray Town CHC | health centre | stand-alone solar system | 510 | Advancing Partners and Communities | 8.4953 | -13.264 | 1 | 510
2017/6 | Sierra Leone | Western Rural |  | JSI, JICA, ACF | Private Company | Susans Bay CHC | health centre | stand-alone solar system | 510 | Advancing Partners and Communities | 8.4888 | -13.2285 | 1 | 510
2017/6 | Sierra Leone | Western Rural |  | JSI, JICA, ACF | Private Company | Wilberforce CHC | health centre | stand-alone solar system | 510 | Advancing Partners and Communities | 8.4757 | -13.2645 | 1 | 510
2017/6 | Sierra Leone | Western Urban |  | JSI, JICA, ACF | Private Company | Calaba Tn. CHC | health centre | stand-alone solar system | 510 | Advancing Partners and Communities | 8.4365 | -13.1622 | 1 | 510
2017/6 | Sierra Leone | Western Urban |  | JSI, JICA, ACF | Private Company | J/Wright CHC | health centre | stand-alone solar system | 510 | Advancing Partners and Communities | 8.4827 | -13.2115 | 1 | 510
2017/6 | Sierra Leone | Western Urban |  | JSI, JICA, ACF | Private Company | Kissy CHC | health centre | stand-alone solar system | 510 | Advancing Partners and Communities | 8.4713 | -13.1961 | 1 | 510
2017/6 | Sierra Leone | Western Urban |  | JSI, JICA, ACF | Private Company | Moyiba CHC | health centre | stand-alone solar system | 510 | Advancing Partners and Communities | 8.4731 | -13.2064 | 1 | 510
2017/6 | Sierra Leone | Western Urban |  | JSI, JICA, ACF | Private Company | Murray Tn. Mi Room. CHP | health centre | stand-alone solar system | 510 | Advancing Partners and Communities | 8.4887 | -13.2684 | 1 | 510
2017/6 | Sierra Leone | Western Urban |  | JSI, JICA, ACF | Private Company | Approved School CHC | health centre | stand-alone solar system | 510 | Advancing Partners and Communities | 08°26'12.2" | 013°10'34.3" | 1 | 510
2017/6 | Sierra Leone | Western Urban |  | JSI, JICA, ACF | Private Company | Kuntolor CHC | health centre | stand-alone solar system | 510 | Advancing Partners and Communities | 08°27'39.9" | 013°10'52.0" | 1 | 510
2017/6 | Sierra Leone | Western Urban |  | JSI, JICA, ACF | Private Company | Ross Rd. CHC | health centre | stand-alone solar system | 510 | Advancing Partners and Communities | 8.4888 | -13.2107 | 1 | 510
2017/6 | Sierra Leone | Bombali |  | JSI, JICA, ACF | Private Company | Kolisokoh CHP | health centre | stand-alone solar system | 510 | Advancing Partners and Communities | 8.7672 | -12.197 | 1 | 510
2017/6 | Sierra Leone | Bombali |  | JSI, JICA, ACF | Private Company | Mabayo MCHP | health centre | stand-alone solar system | 510 | Advancing Partners and Communities | 8.9411 | -12.1303 | 1 | 510
2017/6 | Sierra Leone | Bombali |  | JSI, JICA, ACF | Private Company | Manack CHP | health centre | stand-alone solar system | 510 | Advancing Partners and Communities | 9.1844 | -12.3266 | 1 | 510
2017/6 | Sierra Leone | Bombali |  | JSI, JICA, ACF | Private Company | Masongbo (Safroko Limba) MCHP | health centre | stand-alone solar system | 510 | Advancing Partners and Communities | 8.9798 | -11.8876 | 1 | 510
2017/6 | Sierra Leone | Bombali |  | JSI, JICA, ACF | Private Company | Masongbo Loko CHP | health centre | stand-alone solar system | 510 | Advancing Partners and Communities |  |  | 1 | 510
2017/6 | Sierra Leone | Port Loko |  | JSI, JICA, ACF | Private Company | Barmoi CHP | health centre | stand-alone solar system | 510 | Advancing Partners and Communities | 8.9861 | -12.6301 | 1 | 510
2017/6 | Sierra Leone | Port Loko |  | JSI, JICA, ACF | Private Company | Manumtheneh MCHP | health centre | stand-alone solar system | 510 | Advancing Partners and Communities | 8.9061 | -12.4085 | 1 | 510
2017/6 | Sierra Leone | Port Loko |  | JSI, JICA, ACF | Private Company | Mawoma MCHP | health centre | stand-alone solar system | 510 | Advancing Partners and Communities | 8.4619 | -12.7339 | 1 | 510
2017/6 | Sierra Leone | Port Loko |  | JSI, JICA, ACF | Private Company | Menika MCHP | health centre | stand-alone solar system | 510 | Advancing Partners and Communities | 8.7216 | -13.232 | 1 | 510
2017/6 | Sierra Leone | Port Loko |  | JSI, JICA, ACF | Private Company | Rofoindu CHP | health centre | stand-alone solar system | 510 | Advancing Partners and Communities | 8.4431 | -12.7844 | 1 | 510
2017/6 | Sierra Leone | Port Loko |  | JSI, JICA, ACF | Private Company | Rogballan CHP | health centre | stand-alone solar system | 510 | Advancing Partners and Communities | 8.9031 | -12.5819 | 1 | 510
2017/6 | Sierra Leone | Tonkolili |  | JSI, JICA, ACF | Private Company | Rochen Kamandao CHP | health centre | stand-alone solar system | 510 | Advancing Partners and Communities | 8.3968 | -12.1813 | 1 | 510
2017/6 | Sierra Leone | Tonkolili |  | JSI, JICA, ACF | Private Company | Wonkibor MCHP | health centre | stand-alone solar system | 510 | Advancing Partners and Communities | 8.5959 | -11.6183 | 1 | 510
2017/6 | Sierra Leone | Bonthe |  | JSI, JICA, ACF | Private Company | Komende MCHP | health centre | stand-alone solar system | 510 | Advancing Partners and Communities |  |  | 1 | 510
2017/6 | Sierra Leone | Bonthe |  | JSI, JICA, ACF | Private Company | Mongerewa CHP | health centre | stand-alone solar system | 510 | Advancing Partners and Communities |  |  | 1 | 510
2017/6 | Sierra Leone | Bonthe |  | JSI, JICA, ACF | Private Company | Gbonge CHP | health centre | stand-alone solar system | 510 | Advancing Partners and Communities |  |  | 1 | 510
2017/6 | Sierra Leone | Bonthe |  | JSI, JICA, ACF | Private Company | Senjehun MCHP | health centre | stand-alone solar system | 510 | Advancing Partners and Communities |  |  | 1 | 510
2017/6 | Sierra Leone | Koinadugu |  | JSI, JICA, ACF | Private Company | Sumbaria CHP | health centre | stand-alone solar system | 510 | Advancing Partners and Communities |  |  | 1 | 510
2017/6 | Sierra Leone | Koinadugu |  | JSI, JICA, ACF | Private Company | Alkali CHP | health centre | stand-alone solar system | 510 | Advancing Partners and Communities |  |  | 1 | 510
2017/6 | Sierra Leone | Koinadugu |  | JSI, JICA, ACF | Private Company | Fankoya CHP | health centre | stand-alone solar system | 510 | Advancing Partners and Communities |  |  | 1 | 510
2017/6 | Sierra Leone | Bo |  | JSI, JICA, ACF | Private Company | Ngolahun Jabaty Phu | health centre | stand-alone solar system | 510 | Advancing Partners and Communities |  |  | 1 | 510
2017/6 | Sierra Leone | Bo |  | JSI, JICA, ACF | Private Company | Gbaama MCHP | health centre | stand-alone solar system | 510 | Advancing Partners and Communities |  |  | 1 | 510
2017/6 | Sierra Leone | Bo |  | JSI, JICA, ACF | Private Company | Fanima MCHP | health centre | stand-alone solar system | 510 | Advancing Partners and Communities |  |  | 1 | 510
2017/6 | Sierra Leone | Western Urban | FREETOWN | Ministry of Energy, City councils GoSL | MoE/GoSL | Public Street | public street | solar street light | 150 | Solar Street light for District Headquarter towns |  |  | 2437 | 365550
2017/6 | Sierra Leone | Port Loko | LUNGI | Ministry of Energy, City councils GoSL | MoE/GoSL | Public Street | public street | solar street light | 150 | Solar Street light for District Headquarter towns |  |  | 893 | 133950
2017/6 | Sierra Leone | Kambia | KAMBIA TOWN | Ministry of Energy, City councils GoSL | MoE/GoSL | Public Street | public street | solar street light | 150 | Solar Street light for District Headquarter towns |  |  | 143.8 | 21570
2017/6 | Sierra Leone | Port Loko | Port Loko | Ministry of Energy, City councils GoSL | MoE/GoSL | Public Street | public street | solar street light | 150 | Solar Street light for District Headquarter towns |  |  | 341.8333 | 51275
2017/6 | Sierra Leone | Bombali | MAKENI CITY | Ministry of Energy, City councils GoSL | MoE/GoSL | Public Street | public street | solar street light | 150 | Solar Street light for District Headquarter towns |  |  | 489.3 | 73395
2017/6 | Sierra Leone | Koinadugu | KABALA | Ministry of Energy, City councils GoSL | MoE/GoSL | Public Street | public street | solar street light | 150 | Solar Street light for District Headquarter towns |  |  | 333.7333 | 50060
2017/6 | Sierra Leone | Tonkolili | MAGBURAKA | Ministry of Energy, City councils GoSL | MoE/GoSL | Public Street | public street | solar street light | 150 | Solar Street light for District Headquarter towns |  |  | 339.0667 | 50860
2017/6 | Sierra Leone | Kono | Koidu | Ministry of Energy, City councils GoSL | MoE/GoSL | Public Street | public street | solar street light | 150 | Solar Street light for District Headquarter towns |  |  | 976.7 | 146505
2017/6 | Sierra Leone | Kailahun | Kailahun Town | Ministry of Energy, City councils GoSL | MoE/GoSL | Public Street | public street | solar street light | 150 | Solar Street light for District Headquarter towns |  |  | 230.5 | 34575
2017/6 | Sierra Leone | Kenema | Kenema | Ministry of Energy, City councils GoSL | MoE/GoSL | Public Street | public street | solar street light | 150 | Solar Street light for District Headquarter towns |  |  | 538.2667 | 80740
2017/6 | Sierra Leone | Bo | Bo City | Ministry of Energy, City councils GoSL | MoE/GoSL | Public Street | public street | solar street light | 150 | Solar Street light for District Headquarter towns |  |  | 711 | 106650
2017/6 | Sierra Leone | Pujehun | Pujehun Town | Ministry of Energy, City councils GoSL | MoE/GoSL | Public Street | public street | solar street light | 150 | Solar Street light for District Headquarter towns |  |  | 202.3 | 30345
2017/6 | Sierra Leone | Moyamba | Moyamba Town | Ministry of Energy, City councils GoSL | MoE/GoSL | Public Street | public street | solar street light | 150 | Solar Street light for District Headquarter towns |  |  | 319.4667 | 47920
2017/6 | Sierra Leone | Bonthe | Bonthe Town | Ministry of Energy, City councils GoSL | MoE/GoSL | Public Street | public street | solar street light | 150 | Solar Street light for District Headquarter towns |  |  | 515 | 77250
2017/6 | Sierra Leone | Kambia |  | UNOPS, DFID, Ministry of Energy | ENFO | Kukuna CHC | health centre | mini-grid | 6000 | Rural Renewable Energy Project (RREP) | 9.3885 | -12.6701 | 1 | 6000
2017/6 | Sierra Leone | Kambia |  | UNOPS, DFID, Ministry of Energy | ENFO | Mambolo CHC | health centre | mini-grid | 6000 | Rural Renewable Energy Project (RREP) | 8.9067 | -13.0286 | 1 | 6000
2017/6 | Sierra Leone | Kenema |  | UNOPS, DFID, Ministry of Energy | ENFO | Levuma CHC | health centre | mini-grid | 6000 | Rural Renewable Energy Project (RREP) | 7.9669 | -11.3196 | 1 | 6000
2017/6 | Sierra Leone | Koinadugu |  | UNOPS, DFID, Ministry of Energy | ENFO | Koinadugu 2 CHC | health centre | mini-grid | 6000 | Rural Renewable Energy Project (RREP) | 9.5302 | -11.3677 | 1 | 6000
2017/12 | Sierra Leone | Koinadugu | Neya | Ministry of Health (EPI), UNICEF | Ministry of Health (EPI) | Bandapirie | health centre | solar fridge | 370 | Expanded Programme of Immunization |  |  | 1 | 370
2017/12 | Sierra Leone | Koinadugu | Mongor | Ministry of Health (EPI), UNICEF | Ministry of Health (EPI) | Gberefeh | health centre | solar fridge | 370 | Expanded Programme of Immunization |  |  | 1 | 370
2017/12 | Sierra Leone | Koinadugu | Mongor | Ministry of Health (EPI), UNICEF | Ministry of Health (EPI) | Serekolia | health centre | solar fridge | 370 | Expanded Programme of Immunization |  |  | 1 | 370
2017/12 | Sierra Leone | Koinadugu | Mongor | Ministry of Health (EPI), UNICEF | Ministry of Health (EPI) | Kombilie | health centre | solar fridge | 370 | Expanded Programme of Immunization |  |  | 1 | 370
2017/12 | Sierra Leone | Koinadugu | Mongor | Ministry of Health (EPI), UNICEF | Ministry of Health (EPI) | Mansadu | health centre | solar fridge | 370 | Expanded Programme of Immunization |  |  | 1 | 370
2017/12 | Sierra Leone | Koinadugu | Mongor | Ministry of Health (EPI), UNICEF | Ministry of Health (EPI) | Mongo Kamaron | health centre | solar fridge | 370 | Expanded Programme of Immunization |  |  | 1 | 370
2017/12 | Sierra Leone | Koinadugu | Sulima | Ministry of Health (EPI), UNICEF | Ministry of Health (EPI) | Falaba | health centre | solar fridge | 370 | Expanded Programme of Immunization |  |  | 1 | 370
2017/12 | Sierra Leone | Koinadugu | Sulima | Ministry of Health (EPI), UNICEF | Ministry of Health (EPI) | Gberia Timbakor | health centre | solar fridge | 370 | Expanded Programme of Immunization |  |  | 1 | 370
2017/12 | Sierra Leone | Koinadugu | Follo Saba Dembelia | Ministry of Health (EPI), UNICEF | Ministry of Health (EPI) | Dogoloya | health centre | solar fridge | 370 | Expanded Programme of Immunization |  |  | 1 | 370
2017/12 | Sierra Leone | Koinadugu | Follo Saba Dembelia | Ministry of Health (EPI), UNICEF | Ministry of Health (EPI) | Hamdalai | health centre | solar fridge | 370 | Expanded Programme of Immunization |  |  | 1 | 370
2017/12 | Sierra Leone | Koinadugu | Wara Bafodia | Ministry of Health (EPI), UNICEF | Ministry of Health (EPI) | Theillia | health centre | solar fridge | 370 | Expanded Programme of Immunization |  |  | 1 | 370
2017/12 | Sierra Leone | Koinadugu | Wara Bafodia | Ministry of Health (EPI), UNICEF | Ministry of Health (EPI) | Kakoya | health centre | solar fridge | 370 | Expanded Programme of Immunization |  |  | 1 | 370
2017/12 | Sierra Leone | Koinadugu | Kosonko | Ministry of Health (EPI), UNICEF | Ministry of Health (EPI) | Kagbasia | health centre | solar fridge | 370 | Expanded Programme of Immunization |  |  | 1 | 370
2017/12 | Sierra Leone | Koinadugu | Kosonko | Ministry of Health (EPI), UNICEF | Ministry of Health (EPI) | Sawuria | health centre | solar fridge | 370 | Expanded Programme of Immunization |  |  | 1 | 370
2017/12 | Sierra Leone | Koinadugu | Kosonko | Ministry of Health (EPI), UNICEF | Ministry of Health (EPI) | Kasanikoro | health centre | solar fridge | 370 | Expanded Programme of Immunization |  |  | 1 | 370
2017/12 | Sierra Leone | Kambia | Tonko Limba | Ministry of Health (EPI), UNICEF | Ministry of Health (EPI) | YEBAYA MCHP | health centre | solar fridge | 370 | Expanded Programme of Immunization |  |  | 1 | 370
2017/12 | Sierra Leone | Kambia | Tonko Limba | Ministry of Health (EPI), UNICEF | Ministry of Health (EPI) | KAMAWALLA MCHP | health centre | solar fridge | 370 | Expanded Programme of Immunization |  |  | 1 | 370
2017/12 | Sierra Leone | Kambia | Tonko Limba | Ministry of Health (EPI), UNICEF | Ministry of Health (EPI) | KANIA | health centre | solar fridge | 370 | Expanded Programme of Immunization |  |  | 1 | 370
2017/12 | Sierra Leone | Kambia | Masungbala | Ministry of Health (EPI), UNICEF | Ministry of Health (EPI) | KAWULA | health centre | solar fridge | 370 | Expanded Programme of Immunization |  |  | 1 | 370
2017/12 | Sierra Leone | Kambia | Masungbala | Ministry of Health (EPI), UNICEF | Ministry of Health (EPI) | BAMOI MUNU | health centre | solar fridge | 370 | Expanded Programme of Immunization |  |  | 1 | 370
2017/12 | Sierra Leone | Kambia | Masungbala | Ministry of Health (EPI), UNICEF | Ministry of Health (EPI) | GBALLAN THALLA | health centre | solar fridge | 370 | Expanded Programme of Immunization |  |  | 1 | 370
2017/12 | Sierra Leone | Kambia | Gbinleh Dixon | Ministry of Health (EPI), UNICEF | Ministry of Health (EPI) | GBALAMUYA | health centre | solar fridge | 370 | Expanded Programme of Immunization |  |  | 1 | 370
2017/12 | Sierra Leone | Kambia | Gbinleh Dixon | Ministry of Health (EPI), UNICEF | Ministry of Health (EPI) | FODAYA MCHP | health centre | solar fridge | 370 | Expanded Programme of Immunization |  |  | 1 | 370
2017/12 | Sierra Leone | Kambia | Bramaia | Ministry of Health (EPI), UNICEF | Ministry of Health (EPI) | SHEKAIA | health centre | solar fridge | 370 | Expanded Programme of Immunization |  |  | 1 | 370
2017/12 | Sierra Leone | Kambia | Mambolo | Ministry of Health (EPI), UNICEF | Ministry of Health (EPI) | ROMANDO | health centre | solar fridge | 370 | Expanded Programme of Immunization |  |  | 1 | 370
2017/12 | Sierra Leone | Kambia | Samu | Ministry of Health (EPI), UNICEF | Ministry of Health (EPI) | MAFUFUNEH | health centre | solar fridge | 370 | Expanded Programme of Immunization |  |  | 1 | 370
2017/12 | Sierra Leone | Bonthe | Jong | Ministry of Health (EPI), UNICEF | Ministry of Health (EPI) | Semabu | health centre | solar fridge | 370 | Expanded Programme of Immunization |  |  | 1 | 370
2017/12 | Sierra Leone | Bonthe | Jong | Ministry of Health (EPI), UNICEF | Ministry of Health (EPI) | Kabati | health centre | solar fridge | 370 | Expanded Programme of Immunization |  |  | 1 | 370
2017/12 | Sierra Leone | Bonthe | Jong | Ministry of Health (EPI), UNICEF | Ministry of Health (EPI) | Komende | health centre | solar fridge | 370 | Expanded Programme of Immunization |  |  | 1 | 370
2017/12 | Sierra Leone | Bonthe | Jong | Ministry of Health (EPI), UNICEF | Ministry of Health (EPI) | Gbaniga | health centre | solar fridge | 370 | Expanded Programme of Immunization |  |  | 1 | 370
2017/12 | Sierra Leone | Bonthe | Jong | Ministry of Health (EPI), UNICEF | Ministry of Health (EPI) | Mongewa | health centre | solar fridge | 370 | Expanded Programme of Immunization |  |  | 1 | 370
2017/12 | Sierra Leone | Bonthe | Kpanda Kemoh | Ministry of Health (EPI), UNICEF | Ministry of Health (EPI) | Gbonge | health centre | solar fridge | 370 | Expanded Programme of Immunization |  |  | 1 | 370
2017/12 | Sierra Leone | Bonthe | Kpanda Kemoh | Ministry of Health (EPI), UNICEF | Ministry of Health (EPI) | Lawana | health centre | solar fridge | 370 | Expanded Programme of Immunization |  |  | 1 | 370
2017/12 | Sierra Leone | Bonthe | Kpanda Kemoh | Ministry of Health (EPI), UNICEF | Ministry of Health (EPI) | Senjehun | health centre | solar fridge | 370 | Expanded Programme of Immunization |  |  | 1 | 370
2017/12 | Sierra Leone | Bonthe | Yawbeko | Ministry of Health (EPI), UNICEF | Ministry of Health (EPI) | Talia | health centre | solar fridge | 370 | Expanded Programme of Immunization |  |  | 1 | 370
2017/12 | Sierra Leone | Bonthe | Yawbeko | Ministry of Health (EPI), UNICEF | Ministry of Health (EPI) | Senehun Gbioh | health centre | solar fridge | 370 | Expanded Programme of Immunization |  |  | 1 | 370
2017/12 | Sierra Leone | Bonthe | Imperi | Ministry of Health (EPI), UNICEF | Ministry of Health (EPI) | Moriba -town | health centre | solar fridge | 370 | Expanded Programme of Immunization |  |  | 1 | 370
2017/12 | Sierra Leone | Bonthe | Imperi | Ministry of Health (EPI), UNICEF | Ministry of Health (EPI) | Gbangbalia | health centre | solar fridge | 370 | Expanded Programme of Immunization |  |  | 1 | 370
2017/12 | Sierra Leone | Bonthe | Imperi | Ministry of Health (EPI), UNICEF | Ministry of Health (EPI) | Yorgoi | health centre | solar fridge | 370 | Expanded Programme of Immunization |  |  | 1 | 370
2017/12 | Sierra Leone | Bonthe | Imperi | Ministry of Health (EPI), UNICEF | Ministry of Health (EPI) | Victoria | health centre | solar fridge | 370 | Expanded Programme of Immunization |  |  | 1 | 370
2017/12 | Sierra Leone | Bonthe | Imperi | Ministry of Health (EPI), UNICEF | Ministry of Health (EPI) | Jangallor | health centre | solar fridge | 370 | Expanded Programme of Immunization |  |  | 1 | 370
2017/12 | Sierra Leone | Bonthe | Sittia | Ministry of Health (EPI), UNICEF | Ministry of Health (EPI) | Mania | health centre | solar fridge | 370 | Expanded Programme of Immunization |  |  | 1 | 370
2017/12 | Liberia | Bomi | Klay | We Care Solar, Ministry Of Health, EnDev, Africare, PHIL | EnDev | Goghen Community clinic | clinic | Solar Suitcase | 125 | Light Every Birth - Liberia | 6.7339 | -10.7337 | 1 | 125
2017/12 | Liberia | Bomi | Mecca | We Care Solar, Ministry Of Health, EnDev, Africare, PHIL | EnDev | Mulbah Town Clinic | clinic | Solar Suitcase | 125 | Light Every Birth - Liberia | 6.7543 | -10.6168 | 1 | 125
2017/12 | Liberia | Bomi | Mecca | We Care Solar, Ministry Of Health, EnDev, Africare, PHIL | EnDev | Suehn Community Clinic | clinic | Solar Suitcase | 125 | Light Every Birth - Liberia | 6.6269 | -10.7019 | 1 | 125
2017/12 | Liberia | Montserrado | Greater Monrovia | We Care Solar, Ministry Of Health, EnDev, Africare, PHIL | EnDev | Fefe Town Clinic | clinic | Solar Suitcase | 125 | Light Every Birth - Liberia | 6.2657 | -10.725142993032932 | 1 | 125
2017/12 | Liberia | Grand Bassa | Owensgrove | EnDev | EnDev | Owensgrove Public School | school | SHS | 40 |  | 6.265575340948999 | -10.3302 | 2 | 80
2017/12 | Liberia | Grand Bassa | Owensgrove | EnDev | EnDev | Compound 1 Clinic | clinic | SHS | 50 |  | 6.141629498451948 | -10.2086 | 3 | 150
2017/12 | Liberia | Grand Bassa | Owensgrove | EnDev | EnDev | Bokays Town Clinic | clinic | SHS | 20 |  | 6.212075706571341 | -10.270463889464736 | 2 | 40
2017/12 | Liberia | Grand Bassa | Owensgrove | EnDev | EnDev | Little Bassa Public School | school | SHS | 30 |  | 6.035438748076558 | -10.217613726854324 | 2 | 60
2017/12 | Liberia | Grand Bassa | Owensgrove | EnDev | EnDev | Lloydsville Clinic | clinic | SHS | 20 |  | 6.118124965578318 | -10.1315962895751 | 1 | 20
2017/12 | Liberia | Grand Bassa | Owensgrove | EnDev | EnDev | Little Bassa Clinic | clinic | SHS | 30 |  | 6.031782939098775 | -10.215801727026701 | 1 | 30
2017/12 | Liberia | Grand Bassa | District #1 | EnDev | EnDev | Camp Mechlin Public School | school | SHS | 20 |  | 6.104095964692533 | -10.071930047124624 | 2 | 40
2017/12 | Liberia | Grand Bassa | Owensgrove | EnDev | EnDev | Neegeewein Public School | school | SHS | 40 |  | 6.242193351499736 | -10.288081308826804 | 3 | 120
2017/12 | Liberia | Grand Bassa | District #2 | EnDev | EnDev | Kpelleh Town Public School | school | SHS | 50 |  | 6.267783804796636 | -9.898863947018981 | 3 | 150
2017/12 | Liberia | Grand Bassa | District #3 | EnDev | EnDev | Caring for Tomorrow Generation Welfare | orphanage | SHS | 50 |  | 5.876208571717143 | -9.972463846206665 | 3 | 150
2017/12 | Liberia | Grand Bassa | District #2 | EnDev | EnDev | Tepenneh Public School | school | SHS | 50 |  | 6.295612100511789 | -9.937660088762641 | 3 | 150
2017/12 | Liberia | Grand Bassa | Owensgrove | EnDev | EnDev | Compound Public School | school | SHS | 40 |  | 6.135342861525714 | -10.215547671541572 | 2 | 80
2017/12 | Liberia | Margibi | Mambah-Kabah | EnDev | EnDev | Mother Artis Extention Academy | school | SHS | 50 |  | 6.2361733333333325 | -10.507236666666666 | 3 | 150
2017/12 | Liberia | Margibi | Mambah-Kabah | We Care Solar, Ministry Of Health, EnDev, Africare, PHIL | EnDev | Unique Medical Clinic | clinic | SHS | 20 | Light Every Birth - Liberia | 6.244108333333332 | -10.371016666666666 | 2 | 40
2017/12 | Liberia | Margibi | Mambah-Kabah | EnDev | EnDev | Caulfield public High School | school | SHS | 30 |  | 6.207788333333334 | -10.5538 | 2 | 60
2017/12 | Liberia | Margibi | Mambah-Kabah | EnDev | EnDev | J.P Mitchell High School | school | SHS | 60 |  | 6.151376666666666 | -10.383471666666667 | 4 | 240
2017/12 | Liberia | Margibi | Mambah-Kabah | EnDev | EnDev | Albert D.Peabody Jr.High School | school | SHS | 50 |  | 6.548546666666666 | -10.356003333333332 | 3 | 150
2017/12 | Liberia | Margibi | Kakata | EnDev | EnDev | Moses Samie Clinic | clinic | SHS | 20 |  | 6.6915483333333325 | -10.205496666666667 | 2 | 40
2017/12 | Liberia | Margibi | Kakata | EnDev | EnDev | Weala Community Clinic | clinic | SHS | 20 |  | 6.534703333333333 | -10.338675 | 2 | 40
2017/12 | Liberia | Margibi | Kakata | EnDev | EnDev | City Clinic | clinic | SHS | 30 |  |  |  | 3 | 90
2017/12 | Liberia | Montserrado | Greater Monrovia | Stella Maris University | Private Company | Stella Maris Polytechnics | school | [5 empty] | 1 | 0
2017/12 | Liberia | Margibi | Mambah-Kaba | EnDev | EnDev | Excellent Medical Clinic | clinic | SHS | 20 |  |  |  | 2 | 40
2017/12 | Liberia | Margibi | Mambah-Kaba | EnDev | EnDev | I.J.Williams UM School | school | SHS | 50 |  |  |  | 3 | 150
2017/12 | Liberia | Margibi | Mambah-Kaba | EnDev | EnDev | Children Hope School | school | SHS | 50 |  |  |  | 3 | 150
2017/12 | Liberia | Margibi | Mambah-Kaba | EnDev | EnDev | Rural Liberia Christian clinic | clinic | SHS | 20 |  | 6.476771666666667 | -8.698701666666667 | 2 | 40
2017/12 | Liberia | Nimba | Tappita | We Care Solar, Ministry Of Health, EnDev, Africare, PHIL | EnDev | Diallah Clinic | clinic | Solar Suitcase | 125 | Light Every Birth - Liberia | 6.49492 | -8.869263333333333 | 1 | 125
2017/12 | Liberia | Nimba | Tappita | We Care Solar, Ministry Of Health, EnDev, Africare, PHIL | EnDev | Mid Baptist Clinic | clinic | Solar Suitcase | 125 | Light Every Birth - Liberia | 6.8232316666666675 | -8.547918333333334 | 1 | 125
2017/12 | Liberia | Nimba | Tappita | We Care Solar, Ministry Of Health, EnDev, Africare, PHIL | EnDev | Bonlay Clinic | clinic | Solar Suitcase | 125 | Light Every Birth - Liberia | 6.725508333333333 | -8.486496666666666 | 1 | 125
2017/12 | Liberia | Nimba | Tappita | We Care Solar, Ministry Of Health, EnDev, Africare, PHIL | EnDev | New Yourpea Clinic | clinic | Solar Suitcase | 125 | Light Every Birth - Liberia | 6.722791666666666 | -8.42885 | 1 | 125
2017/12 | Liberia | Nimba | Zoegeh | We Care Solar, Ministry Of Health, EnDev, Africare, PHIL | EnDev | Gblarlay Clinic | clinic | Solar Suitcase | 125 | Light Every Birth - Liberia | 6.8301799999999995 | -8.34346 | 1 | 125
2017/12 | Liberia | Nimba | Zoegeh | We Care Solar, Ministry Of Health, EnDev, Africare, PHIL | EnDev | Buutuo Community Clinic | clinic | Solar Suitcase | 125 | Light Every Birth - Liberia | 6.990306666666667 | -8.597585 | 1 | 125
2017/12 | Liberia | Nimba | Zoegeh | We Care Solar, Ministry Of Health, EnDev, Africare, PHIL | EnDev | Beadatuo Clinic | clinic | Solar Suitcase | 125 | Light Every Birth - Liberia | 7.144593333333334 | -8.563038333333333 | 1 | 125
2017/12 | Liberia | Nimba | Gbelegeh | We Care Solar, Ministry Of Health, EnDev, Africare, PHIL | EnDev | Vayanglay Clinic | clinic | Solar Suitcase | 125 | Light Every Birth - Liberia | 7.048076666666666 | -8.321398333333333 | 1 | 125
2017/12 | Liberia | Nimba | Gbelegeh | We Care Solar, Ministry Of Health, EnDev, Africare, PHIL | EnDev | Beoyoolar Clinic | clinic | Solar Suitcase | 125 | Light Every Birth - Liberia | 7.264683333333333 | -8.504258333333333 | 1 | 125
2017/12 | Liberia | Nimba | Gbelegeh | We Care Solar, Ministry Of Health, EnDev, Africare, PHIL | EnDev | Karnplay Health Center | clinic | Solar Suitcase | 125 | Light Every Birth - Liberia | 7.258115 | -8.365723333333333 | 1 | 125
2017/12 | Liberia | Nimba | Gbelegeh | We Care Solar, Ministry Of Health, EnDev, Africare, PHIL | EnDev | Loguatuo Clinic | clinic | Solar Suitcase | 125 | Light Every Birth - Liberia | 7.410361666666668 | -8.453686666666666 | 1 | 125
2017/12 | Liberia | Nimba | Gbelegeh | We Care Solar, Ministry Of Health, EnDev, Africare, PHIL | EnDev | Goagartuo Clinic | clinic | Solar Suitcase | 125 | Light Every Birth - Liberia | 7.543781666666666 | -8.564706666666666 | 1 | 125
2017/12 | Liberia | Nimba | Sanniquelleh-Mahn | We Care Solar, Ministry Of Health, EnDev, Africare, PHIL | EnDev | Free Pentecostal Clinic | clinic | Solar Suitcase | 125 | Light Every Birth - Liberia | 7.2262900000000005 | -8.969006666666667 | 1 | 125
2017/12 | Liberia | Nimba | Sanniquelleh-Mahn | We Care Solar, Ministry Of Health, EnDev, Africare, PHIL | EnDev | Equip Clinic | clinic | Solar Suitcase | 125 | Light Every Birth - Liberia | 6.928411666666666 | -9.118150000000002 | 1 | 125
2017/12 | Liberia | Nimba | Saclepea | We Care Solar, Ministry Of Health, EnDev, Africare, PHIL | EnDev | Duo Clinic | clinic | Solar Suitcase | 125 | Light Every Birth - Liberia | 7.111336666666667 | -8.920608333333332 | 1 | 125
2017/12 | Liberia | Nimba | Saclepea | We Care Solar, Ministry Of Health, EnDev, Africare, PHIL | EnDev | Flumpa ULIC Clinic | clinic | Solar Suitcase | 125 | Light Every Birth - Liberia | 6.966181666666667 | -8.839306666666666 | 1 | 125
2017/12 | Liberia | Nimba | Saclepea | We Care Solar, Ministry Of Health, EnDev, Africare, PHIL | EnDev | Dorcus Martor Clinic | clinic | Solar Suitcase | 125 | Light Every Birth - Liberia | 6.815801666666665 | -8.978425 | 1 | 125
2017/12 | Liberia | Nimba | Yarwein-Mehnsohnneh | We Care Solar, Ministry Of Health, EnDev, Africare, PHIL | EnDev | Mehnla Clinic | clinic | Solar Suitcase | 125 | Light Every Birth - Liberia | 6.814445000000001 | -8.815673333333333 | 1 | 125
2017/12 | Liberia | Nimba | Saclepea | We Care Solar, Ministry Of Health, EnDev, Africare, PHIL | EnDev | Kpaytuo Community Clinic | clinic | Solar Suitcase | 125 | Light Every Birth - Liberia | 6.9560683333333335 | -8.841994999999999 | 1 | 125
2017/12 | Liberia | Nimba | Saclepea | We Care Solar, Ministry Of Health, EnDev, Africare, PHIL | EnDev | Saclepea ULIC | clinic | Solar Suitcase | 125 | Light Every Birth - Liberia | 7.097838333333334 | -8.860576666666667 | 1 | 125
2017/12 | Liberia | Nimba | Saclepea | We Care Solar, Ministry Of Health, EnDev, Africare, PHIL | EnDev | Cocopa Clinic | clinic | Solar Suitcase | 125 | Light Every Birth - Liberia | 6.9785683333333335 | -8.918163333333332 | 1 | 125
2017/12 | Liberia | Nimba | Saclepea | We Care Solar, Ministry Of Health, EnDev, Africare, PHIL | EnDev | Kpallah Clinic | clinic | Solar Suitcase | 125 | Light Every Birth - Liberia | 6.710713333333333 | -9.295163333333333 | 1 | 125
2017/12 | Liberia | Bong | Kokoya | We Care Solar, Ministry Of Health, EnDev, Africare, PHIL | EnDev | Bah-Ta Clinic | clinic | Solar Suitcase | 125 | Light Every Birth - Liberia | 7.263884999999999 | -9.436475 | 1 | 125
2017/12 | Liberia | Bong | Zota | We Care Solar, Ministry Of Health, EnDev, Africare, PHIL | EnDev | Belefanai | clinic | Solar Suitcase | 125 | Light Every Birth - Liberia | 6.974543333333334 | -9.981701666666668 | 1 | 125
2017/12 | Liberia | Bong | Sanoyea | We Care Solar, Ministry Of Health, EnDev, Africare, PHIL | EnDev | Sanoyea Clinic | clinic | Solar Suitcase | 125 | Light Every Birth - Liberia | 6.342138997279108 | -9.841302735731006 | 1 | 125
2017/12 | Liberia | Grand Bassa | Compound #3 | We Care Solar, Ministry Of Health, EnDev, Africare, PHIL | EnDev | Senyah Community Clinic | clinic | Solar Suitcase | 125 | Light Every Birth - Liberia | 6.343547701835632 | -9.841595012694597 | 1 | 125
2017/12 | Liberia | Grand Bassa | Compound #1 | EnDev | EnDev | Senyah Public School | school | SHS | 40 |  | 6.26527635846287 | -10.323344897478819 | 2 | 80
2017/12 | Liberia | Grand Bassa | Owensgrove | EnDev | EnDev | Owensgroove Recreation Center | community centre | stand-alone solar system | 600 |  | 6.218942496925592 | -9.916118513792753 | 1 | 600
2017/12 | Liberia | Grand Bassa | Compound #2 | EnDev | EnDev | Marblee public school | school | SHS | 40 |  | 6.215920988470316 | -9.916279865428805 | 2 | 80
2017/12 | Liberia | Grand Bassa | Compound #2 | EnDev | EnDev | Compound 2 clinic | clinic | SHS | 40 |  | 6.515910308808088 | -9.392560282722116 | 2 | 80
2017/12 | Liberia | Grand Bassa | Compound #3 | We Care Solar, Ministry Of Health, EnDev, Africare, PHIL | EnDev | Desoe town clinic | clinic | Solar Suitcase | 125 | Light Every Birth - Liberia | 6.17206578142941 | -9.746549678966403 | 1 | 125
2017/12 | Liberia | Grand Bassa | Compound #3 | We Care Solar, Ministry Of Health, EnDev, Africare, PHIL | EnDev | Boeglay town clinic | clinic | Solar Suitcase | 125 | Light Every Birth - Liberia | 6.007708813995123 | -9.900448294356465 | 1 | 125
2017/12 | Liberia | Grand Bassa | Buchanan | We Care Solar, Ministry Of Health, EnDev, Africare, PHIL | EnDev | Tubmamville clinic | clinic | Solar Suitcase | 125 | Light Every Birth - Liberia | 5.760765918530524 | -9.719180250540376 | 1 | 125
2017/12 | Liberia | Grand Bassa | Compound #4 | We Care Solar, Ministry Of Health, EnDev, Africare, PHIL | EnDev | Ceegbah community clinic | clinic | Solar Suitcase | 125 | Light Every Birth - Liberia | 5.9171344712376595 | -9.91664070636034 | 1 | 125
2017/12 | Liberia | Grand Bassa | Buchanan | We Care Solar, Ministry Of Health, EnDev, Africare, PHIL | EnDev | Comphor clinic | clinic | Solar Suitcase | 125 | Light Every Birth - Liberia | 6.476829999999999 | -8.698753333333334 | 1 | 125
2017/12 | Liberia | Nimba | Tappita | EnDev | EnDev | Diallah Clinic | clinic | SHS | 20 |  | 6.978556666666666 | -8.918085 | 1 | 20
2017/12 | Liberia | Nimba | Saclepea-mah | EnDev | EnDev | Kpallah Community Clinic | clinic | SHS | 40 |  | 6.674579999999999 | -9.193573333333335 | 2 | 80
2017/12 | Liberia | Bong | Kokoya | EnDev | EnDev | Yolota Clinic | clinic | SHS | 40 |  | 6.441725017502904 | -10.230514649301767 | 2 | 80
2017/12 | Liberia | Grand Bassa | Compound #1 | We Care Solar, Ministry Of Health, EnDev, Africare, PHIL | EnDev | Jacob lateh clinic | clinic | Solar Suitcase | 125 | Light Every Birth - Liberia | 6.212027007713914 | -10.270548965781927 | 1 | 125
2017/12 | Liberia | Grand Bassa | Compound #1 | We Care Solar, Ministry Of Health, EnDev, Africare, PHIL | EnDev | Bokay town clinic | clinic | Solar Suitcase | 125 | Light Every Birth - Liberia | 6.14161420147866 | -10.208653472363949 | 1 | 125
2017/12 | Liberia | Grand Bassa | Compound #1 | We Care Solar, Ministry Of Health, EnDev, Africare, PHIL | EnDev | Compound # 1 clinic | clinic | Solar Suitcase | 125 | Light Every Birth - Liberia | 5.520069049671292 | -9.618412926793098 | 1 | 125
2017/12 | Liberia | River Cess | Timbo | We Care Solar, Ministry Of Health, EnDev, Africare, PHIL | EnDev | Open Bible mission clinic | clinic | Solar Suitcase | 125 | Light Every Birth - Liberia | 5.899847969412804 | -9.62348934262991 | 1 | 125
2017/12 | Liberia | River Cess | Jo River | We Care Solar, Ministry Of Health, EnDev, Africare, PHIL | EnDev | Kayah community clinic | clinic | Solar Suitcase | 125 | Light Every Birth - Liberia | 6.530046666666667 | -10.353158333333333 | 1 | 125
2017/12 | Liberia | Margibi | Kakata | We Care Solar, Ministry Of Health, EnDev, Africare, PHIL | EnDev | Modern Medical Clinic | clinic | Solar Suitcase | 125 | Light Every Birth - Liberia | 6.654503333333334 | -10.128491666666667 | 1 | 125
2017/12 | Liberia | Margibi | Gibi | We Care Solar, Ministry Of Health, EnDev, Africare, PHIL | EnDev | SRC Health Center | clinic | Solar Suitcase | 125 | Light Every Birth - Liberia | 6.675626666666666 | -10.179319999999999 | 1 | 125
2017/12 | Liberia | Margibi | Kakata | We Care Solar, Ministry Of Health, EnDev, Africare, PHIL | EnDev | Massaquoi Town Clinic | clinic | Solar Suitcase | 125 | Light Every Birth - Liberia | 6.358471666666666 | -10.555506666666668 | 1 | 125
2017/12 | Liberia | Margibi | Mamba Kabah | We Care Solar, Ministry Of Health, EnDev, Africare, PHIL | EnDev | Zeewhor clinic | clinic | Solar Suitcase | 125 | Light Every Birth - Liberia | 6.150831666666666 | -10.38068 | 1 | 125
2017/12 | Liberia | Margibi | Mamba Kabah | We Care Solar, Ministry Of Health, EnDev, Africare, PHIL | EnDev | Marshall Health Center | clinic | Solar Suitcase | 125 | Light Every Birth - Liberia | 6.248396666666667 | -10.367126666666667 | 1 | 125
2017/12 | Liberia | Margibi | Mamba Kabah | We Care Solar, Ministry Of Health, EnDev, Africare, PHIL | EnDev | Karwahs' Memorial Clinic | clinic | Solar Suitcase | 125 | Light Every Birth - Liberia | 6.210711666666667 | -10.569245 | 1 | 125
2017/12 | Liberia | Margibi | Mamba Kabah | We Care Solar, Ministry Of Health, EnDev, Africare, PHIL | EnDev | EBK HC | clinic | Solar Suitcase | 125 | Light Every Birth - Liberia | 6.2486250000000005 | -10.409223333333333 | 1 | 125
2017/12 | Liberia | Margibi | Mamba Kabah | We Care Solar, Ministry Of Health, EnDev, Africare, PHIL | EnDev | Kelvin's Clinic | clinic | Solar Suitcase | 125 | Light Every Birth - Liberia | 6.421776666666667 | -10.31888 | 1 | 125
2017/12 | Liberia | Margibi | Firestone | We Care Solar, Ministry Of Health, EnDev, Africare, PHIL | EnDev | Division 28 Health Center | clinic | Solar Suitcase | 125 | Light Every Birth - Liberia | 6.27614 | -10.332525 | 1 | 125
2017/12 | Liberia | Margibi | Firestone | We Care Solar, Ministry Of Health, EnDev, Africare, PHIL | EnDev | Lisnow Maternity Clinic | clinic | Solar Suitcase | 125 | Light Every Birth - Liberia | 6.530515000000001 | -10.355799999999999 | 1 | 125
2017/12 | Liberia | Margibi | Kakata | We Care Solar, Ministry Of Health, EnDev, Africare, PHIL | EnDev | Dr Barcolleh Health Center | clinic | Solar Suitcase | 125 | Light Every Birth - Liberia | 6.25166 | -10.356361666666666 | 1 | 125
2017/12 | Liberia | Margibi | Mamba Kabah | We Care Solar, Ministry Of Health, EnDev, Africare, PHIL | EnDev | Dolo Town Health Center | clinic | Solar Suitcase | 125 | Light Every Birth - Liberia | 6.245835 | -10.352908333333334 | 1 | 125
2017/12 | Liberia | Margibi | Mamba Kabah | We Care Solar, Ministry Of Health, EnDev, Africare, PHIL | EnDev | Unification Town Health center | clinic | Solar Suitcase | 125 | Light Every Birth - Liberia | 5.739016765728593 | -9.638925287872553 | 1 | 125
2017/12 | Liberia | River Cess | Jo River | We Care Solar, Ministry Of Health, EnDev, Africare, PHIL | EnDev | Gbediah town clinic | clinic | Solar Suitcase | 125 | Light Every Birth - Liberia |  |  | 1 | 125
2017/12 | Liberia | River Cess | Jo River | We Care Solar, Ministry Of Health, EnDev, Africare, PHIL | EnDev | Sahyah community clinic | clinic | Solar Suitcase | 125 | Light Every Birth - Liberia |  |  | 1 | 125
2017/12 | Liberia | Bomi | Klay | Ministry of State | EnDev | Juli Juah PS | school | stand-alone solar system | 600 |  |  |  | 1 | 600
2017/12 | Liberia | Bong | Zota | UNDP | Private Company | Jorway Border Post | security post | stand-alone solar system | 2080 | Electrification of Security Post |  |  | 1 | 2080
2017/12 | Liberia | Bong | Suakoko | UNDP | Private Company | Gbarnga Police Station | security post | stand-alone solar system | 2080 | Electrification of Security Post |  |  | 1 | 2080
2017/12 | Liberia | Maryland | Pleebo-Sodoken | UNDP | Private Company | Pepebo Border Post | security post | stand-alone solar system | 2080 | Electrification of Security Post |  |  | 1 | 2080
2017/12 | Liberia | Maryland | Harper | UNDP | Private Company | Harper Police Station | security post | stand-alone solar system | 2080 | Electrification of Security Post |  |  | 1 | 2080
2017/12 | Liberia | Lofa | Zorzor | UNDP | Private Company | Kpassagisia Border Post | security post | stand-alone solar system | 2080 | Electrification of Security Post |  |  | 1 | 2080
2017/12 | Liberia | Lofa | Voinjama | UNDP | Private Company | Voinjama Police Station | security post | stand-alone solar system | 2080 | Electrification of Security Post |  |  | 1 | 2080
2017/12 | Liberia | Nimba | Buotuo | UNDP | Private Company | Behwalley Border Post | security post | stand-alone solar system | 2080 | Electrification of Security Post |  |  | 1 | 2080
2017/12 | Liberia | Grand Gedeh | B'hai | UNDP | Private Company | B'hai/Toe Town Border Post | security post | stand-alone solar system | 2080 | Electrification of Security Post |  |  | 1 | 2080
2017/12 | Liberia | Grand Gedeh | Tchien | UNDP | Private Company | Zwedru Police Station | security post | stand-alone solar system | 2080 | Electrification of Security Post |  |  | 1 | 2080
2017/12 | Liberia | River Gee | Webbe | UNDP | Private Company | Webbo Border Post | security post | stand-alone solar system | 2080 | Electrification of Security Post |  |  | 1 | 2080
2017/12 | Liberia | River Gee | Putupo | UNDP | Private Company | Fishtown Police Station | security post | stand-alone solar system | 2080 | Electrification of Security Post |  |  | 1 | 2080
2017/12 | Liberia | Gbarpolu | Kongba | UNDP | Private Company | Kungboh Immigration Post | security post | stand-alone solar system | 2080 | Electrification of Security Post |  |  | 1 | 2080
2017/12 | Liberia | Gbarpolu | Bopolu | UNDP | Private Company | Bopolu Police Station | security post | stand-alone solar system | 2080 | Electrification of Security Post |  |  | 1 | 2080
2017/12 | Liberia | Grand Cape Mount | Tewor | UNDP | Private Company | Bo Waterside Immigration Post | security post | stand-alone solar system | 2080 | Electrification of Security Post |  |  | 1 | 2080
2017/12 | Liberia | Grand Cape Mount | Commonwealth | UNDP | Private Company | Robertsport Police Station | security post | stand-alone solar system | 2080 | Electrification of Security Post |  |  | 1 | 2080
2017/12 | Liberia | Bomi | Tubmanburg | UNDP | Private Company | Tubmanburg Magisterial Office | electorial office | stand-alone solar system | 1560 | Electrification of Electorial Office |  |  | 1 | 1560
2017/12 | Liberia | Bong | Suakoko | UNDP | Private Company | Gbarnga Magisterial Office | electorial office | stand-alone solar system | 1560 | Electrification of Electorial Office |  |  | 1 | 1560
2017/12 | Liberia | Bong | Salala | UNDP | Private Company | Totota Magisterial Office | electorial office | stand-alone solar system | 1560 | Electrification of Electorial Office |  |  | 1 | 1560
2017/12 | Liberia | Gbarpolu | Bopolu | UNDP | Private Company | Bopulu Magisterial Office | electorial office | stand-alone solar system | 1560 | Electrification of Electorial Office |  |  | 1 | 1560
2017/12 | Liberia | Grand Bassa | Buchanan | UNDP | Private Company | Buchanan Magisterial Office | electorial office | stand-alone solar system | 1560 | Electrification of Electorial Office |  |  | 1 | 1560
2017/12 | Liberia | Grand Cape Mount | Commonwealth | UNDP | Private Company | Robertsport Magisterial Office | electorial office | stand-alone solar system | 1560 | Electrification of Electorial Office |  |  | 1 | 1560
2017/12 | Liberia | Grand Gedeh | Tchien | UNDP | Private Company | Zwedru Magisterial Office | electorial office | stand-alone solar system | 1560 | Electrification of Electorial Office |  |  | 1 | 1560
2017/12 | Liberia | Grand Kru | Barclayville | UNDP | Private Company | Barclayville Magisterial Office | electorial office | stand-alone solar system | 1560 | Electrification of Electorial Office |  |  | 1 | 1560
2017/12 | Liberia | Lofa | Voinjama | UNDP | Private Company | Voinjama Magisterial Office | electorial office | stand-alone solar system | 1560 | Electrification of Electorial Office |  |  | 1 | 1560
2017/12 | Liberia | Lofa | Kolahun | UNDP | Private Company | Kolahun Magisterial Office | electorial office | stand-alone solar system | 1560 | Electrification of Electorial Office |  |  | 1 | 1560
2017/12 | Liberia | Margibi | Kakata | UNDP | Private Company | Kakata Magisterial Office | electorial office | stand-alone solar system | 1560 | Electrification of Electorial Office |  |  | 1 | 1560
2017/12 | Liberia | Margibi | Mamba Kabah | UNDP | Private Company | Unification City Magisterial Office | electorial office | stand-alone solar system | 1560 | Electrification of Electorial Office |  |  | 1 | 1560
2017/12 | Liberia | Maryland | Harper | UNDP | Private Company | Harper Magisterial Office | electorial office | stand-alone solar system | 1560 | Electrification of Electorial Office |  |  | 1 | 1560
2017/12 | Liberia | Montserrado | St Paul River | UNDP | Private Company | Brewerville Magisterial Office | electorial office | stand-alone solar system | 1560 | Electrification of Electorial Office |  |  | 1 | 1560
2017/12 | Liberia | Montserrado | Careysburg | UNDP | Private Company | Bensonville Magisterial Office | electorial office | stand-alone solar system | 1560 | Electrification of Electorial Office |  |  | 1 | 1560
2017/12 | Liberia | Nimba | Sanniquelleh-Mahn | UNDP | Private Company | Sanniquelleh Magisterial Office | electorial office | stand-alone solar system | 1560 | Electrification of Electorial Office |  |  | 1 | 1560
2017/12 | Liberia | River Cess | Central Cee | UNDP | Private Company | Cestos City Magisterial Office | electorial office | stand-alone solar system | 1560 | Electrification of Electorial Office |  |  | 1 | 1560
2017/12 | Liberia | River Gee | Putupo | UNDP | Private Company | Fishtown Magisterial Office | electorial office | stand-alone solar system | 1560 | Electrification of Electorial Office |  |  | 1 | 1560
2017/12 | Liberia | Sinoe | Greenville | UNDP | Private Company | Greenville Magisterial Office | electorial office | stand-alone solar system | 1560 | Electrification of Electorial Office |  |  | 1 | 1560
2017/12 | Liberia | Margibi | Mamba Kabah | Liberia Renaissance Education | Private Company | Liberia Renaissance Education | school | stand-alone solar system | 2950 |  |  |  | 1 | 2950
2017/12 | Liberia | Montserrado | Greater Monrovia | MSF | Private Company | Pipeline Clinic | clinic | stand-alone solar system | 1475 |  |  |  | 1 | 1475
2017/12 | Liberia | Montserrado | St. Paul River | MSF | Private Company | Bromley Mission | clinic | stand-alone solar system | 270 |  |  |  | 1 | 270
2017/12 | Liberia | Bong | Suakoko | Monrovia Christian Fellowship | Private Company | Monrovia Christian Felloship/Matthew | church | stand-alone solar system | 590 |  |  |  | 1 | 590
2017/12 | Guinea | Faranah | Dabola |  | EnDev, GIZ Guinea | Founding | clinic | SHS | 30 |  | 10.7291 | -11.1169 | 2 | 60
2017/12 | Guinea | Faranah | Dinguiraye |  | EnDev, GIZ Guinea | M'Bonet | clinic | SHS | 30 |  | 11.5307 | -10.5044 | 2 | 60
2017/12 | Guinea | Kindia | Kindia |  | EnDev, GIZ Guinea | Ecole primaire Gangan | school | SHS | 30 |  | 10.0414 | -12.8778 | 2 | 60
2017/12 | Guinea | Kindia | Kindia |  | EnDev, GIZ Guinea | Ecole primaire application | school | SHS | 30 |  | 10.0392 | -12.8753 | 2 | 60
2017/12 | Guinea | Faranah | Faranah |  | EnDev, GIZ Guinea | Centre de sante Marche | clinic | SHS | 30 |  | 10.0422 | -10.7374 | 2 | 60
2017/12 | Guinea | Faranah | Dinguiraye |  | EnDev, GIZ Guinea | Centre de sante Urbain | clinic | SHS | 30 |  | 11.2844 | -10.7111 | 2 | 60
2017/12 | Guinea | Faranah | Faranah |  | EnDev, GIZ Guinea | D R S | office | SHS | 30 |  | 10.0444 | -10.7355 | 2 | 60
2017/12 | Guinea | Faranah | Faranah |  | EnDev, GIZ Guinea | Centre de sante songoya | clinic | SHS | 30 |  | 9.7278 | -10.8751 | 2 | 60
2017/12 | Guinea | Faranah | Kissidougou |  | EnDev, GIZ Guinea | Centre de sante de Banama | clinic | SHS | 30 |  | 9.0673 | -9.7772 | 2 | 60
2017/12 | Guinea | Faranah | Kissidougou |  | EnDev, GIZ Guinea | Fermessadou | clinic | SHS | 30 |  | 9.1365 | -10.1511 | 2 | 60
2017/12 | Guinea | Faranah | Dabola |  | EnDev, GIZ Guinea | Kindoye | clinic | SHS | 20 |  | 10.4431 | -11.3026 | 2 | 40
2017/12 | Guinea | Kindia | Coyah |  | EnDev, GIZ Guinea | Doumbouyah | clinic | SHS | 30 |  | 9.6926 | -13.3835 | 2 | 60
2017/12 | Guinea | Kindia | Coyah |  | EnDev, GIZ Guinea | Maneyah | clinic | SHS | 30 |  | 9.7195 | -13.4112 | 2 | 60
2017/12 | Guinea | Kindia | Kindia |  | EnDev, GIZ Guinea | Ecole primaire Manquepas | school | SHS | 30 |  | 10.0429 | -12.8579 | 2 | 60
2017/12 | Guinea | Kindia | Kindia |  | EnDev, GIZ Guinea | Ecole primaire kindia1 | school | SHS | 30 |  | 10.0482 | -12.8631 | 2 | 60
2017/12 | Guinea | Kindia | Kindia |  | EnDev, GIZ Guinea | Ecole primaire Kindia2 | school | SHS | 30 |  | 10.0483 | -12.8635 | 2 | 60
2017/12 | Guinea | Faranah | Faranah |  | EnDev, GIZ Guinea | Ecole primaire Aviation | school | SHS | 30 |  | 10.0414 | -10.7568 | 2 | 60
2017/12 | Guinea | Faranah | Faranah |  | EnDev, GIZ Guinea | Ecole primaire Karamoko Kourouma | school | SHS | 30 |  | 10.0461 | -10.7298 | 2 | 60
2017/12 | Guinea | Faranah | Faranah |  | EnDev, GIZ Guinea | Ecole primaire Camp Militaire | school | SHS | 30 |  | 10.0228 | -10.7335 | 2 | 60
2017/12 | Guinea | Faranah | Faranah |  | EnDev, GIZ Guinea | Ecole primaire Alpha Yaya Diallo | school | SHS | 30 |  | 10.043 | -10.743 | 2 | 60
2017/12 | Guinea | Faranah | Faranah |  | EnDev, GIZ Guinea | Ecole primaire Neredouni | school | SHS | 30 |  | 10.0015 | -10.7242 | 2 | 60
2017/12 | Guinea | Faranah | Faranah |  | EnDev, GIZ Guinea | Ecole primaire de Mondlane | school | SHS | 30 |  | 10.0522 | -10.7389 | 2 | 60
2017/12 | Guinea | Faranah | Faranah |  | EnDev, GIZ Guinea | Ecole primaire de Damania | school | SHS | 30 |  | 9.8091 | -10.8613 | 2 | 60
2017/12 | Guinea | Faranah | Faranah |  | EnDev, GIZ Guinea | Ecole primaire Sandenia 2 | school | SHS | 30 |  | 10.0614 | -11.1153 | 2 | 60
2017/12 | Guinea | Faranah | Faranah |  | EnDev, GIZ Guinea | Ecole primaire de Kalia | school | SHS | 30 |  | 10.1732 | -11.2339 | 2 | 60
2017/12 | Guinea | Faranah | Faranah |  | EnDev, GIZ Guinea | Ecole primaire de Soloyah | school | SHS | 30 |  | 10.1742 | -11.2974 | 2 | 60
2017/12 | Guinea | Labe | Labe |  | EnDev, GIZ Guinea | Ecole Normal d'Instituteur ENI | school | SHS | 30 |  | 11.3112 | -12.2861 | 2 | 60
2017/12 | Guinea | Labe | Labe |  | EnDev, GIZ Guinea | Centre FIERE | school | SHS | 30 |  | 11.3117 | -12.2867 | 2 | 60
2017/12 | Guinea | Kindia | Coyah |  | EnDev, GIZ Guinea | Centre de sante Kouriah | clinic | SHS | 30 |  | 9.7778 | -13.3442 | 2 | 60
2017/12 | Guinea | Kindia | Coyah |  | EnDev, GIZ Guinea | Centre de sante Fily coyah | clinic | SHS | 30 |  | 9.7108 | -13.3794 | 2 | 60
2017/12 | Guinea | Kindia | Coyah |  | EnDev, GIZ Guinea | Poste de sante de gomboya | clinic | SHS | 30 |  | 9.7203 | -13.4654 | 2 | 60
2017/12 | Guinea | Kindia | Dubreka |  | EnDev, GIZ Guinea | Ansoumaniah | clinic | SHS | 30 |  | 9.6857 | -13.5347 | 2 | 60
2017/12 | Guinea | Kindia | Dubreka |  | EnDev, GIZ Guinea | Centre de sante amelioré de tanene | clinic | SHS | 30 |  | 10.0756 | -13.702 | 2 | 60
2017/12 | Guinea | Kindia | Dubreka |  | EnDev, GIZ Guinea | Centre de sante de khorira | clinic | SHS | 30 |  | 9.8815 | -13.4922 | 2 | 60
2017/12 | Guinea | Labe | Labe |  | EnDev, GIZ Guinea | Ecole primaire de Kouroula1 | school | SHS | 30 |  | 11.3142 | -12.2854 | 2 | 60
2017/12 | Guinea | Mamou | Mamou |  | EnDev, GIZ Guinea | Centre de Formation FIERE Mamou | school | SHS | 30 |  | 10.3754 | -12.085 | 2 | 60
2017/12 | Guinea | Labe | Labe |  | EnDev, GIZ Guinea | Ecole primaire de Daka 2 | school | SHS | 30 |  | 11.3307 | -12.2776 | 2 | 60
2017/12 | Guinea | Labe | Labe |  | EnDev, GIZ Guinea | Ecole primaire de Tata 1 | school | SHS | 30 |  | 11.3273 | -12.2913 |  | 0
2017/12 | Guinea | Labe | Labe |  | EnDev, GIZ Guinea | Ecole primaire de Tata 2 | school | SHS | 30 |  | 11.3273 | -12.2913 | 2 | 60
2017/12 | Guinea | Labe | Labe |  | EnDev, GIZ Guinea | Ecole primaire de Bowloko 1 | school | SHS | 30 |  | 11.3183 | -12.2723 | 2 | 60
2017/12 | Guinea | Labe | Labe |  | EnDev, GIZ Guinea | Ecole primaire de Konkola | school | SHS | 30 |  | 11.307 | -12.2777 | 2 | 60
2017/12 | Guinea | Kindia | Dubreka |  | EnDev, GIZ Guinea | Centre de sante de kondeyah | clinic | SHS | 30 |  | 9.9845 | -13.7192 | 2 | 60
2017/12 | Guinea | Kindia | Dubreka |  | EnDev, GIZ Guinea | Centre de sante de Falessade | clinic | SHS | 30 |  | 10.1364 | -13.3021 | 2 | 60
2017/12 | Guinea | Nzerekore | Nzerekore |  | EnDev, GIZ Guinea | Ecole Normale des Instituteurs | school | SHS | 30 |  | 7.7325 | -8.8296 | 2 | 60
2017/12 | Guinea | Nzerekore | Nzerekore |  | EnDev, GIZ Guinea | Ecole Primaire d'Ossud | school | SHS | 30 |  | 7.7431 | -8.8174 | 2 | 60
2017/12 | Guinea | Nzerekore | Nzerekore |  | EnDev, GIZ Guinea | Ecole primaire Rene Soukana | school | SHS | 30 |  | 7.7498 | -8.8149 | 2 | 60
2017/12 | Guinea | Nzerekore | Nzerekore |  | EnDev, GIZ Guinea | Ecole primaire de Dorata 1 | school | SHS | 30 |  | 7.7545 | -8.8067 | 2 | 60
2017/12 | Guinea | Nzerekore | Nzerekore |  | EnDev, GIZ Guinea | Ecole primaire de Tilepoulou | school | SHS | 30 |  | 7.7423 | -8.8083 | 2 | 60
2017/12 | Guinea | Nzerekore | Nzerekore |  | EnDev, GIZ Guinea | Ecole primaire de Mohomou | school | SHS | 30 |  | 7.7422 | -8.8259 | 2 | 60
2017/12 | Guinea | Nzerekore | Nzerekore |  | EnDev, GIZ Guinea | Ecole primaire de Zebela Togba | school | SHS | 30 |  | 7.7529 | -8.8266 | 2 | 60
2017/12 | Guinea | Nzerekore | Nzerekore |  | EnDev, GIZ Guinea | Ecole primaire de Horoya 1 | school | SHS | 30 |  | 7.7681 | -8.8152 | 2 | 60
2017/12 | Guinea | Nzerekore | Nzerekore |  | EnDev, GIZ Guinea | Ecole primaire de Nienh Pase | school | SHS | 30 |  | 7.7743 | -8.8192 | 2 | 60
2017/12 | Guinea | Nzerekore | Nzerekore |  | EnDev, GIZ Guinea | Ecole primaire de Oumar Drame | school | SHS | 30 |  | 7.7558 | -8.8189 | 2 | 60
2017/12 | Guinea | Nzerekore | Nzerekore |  | EnDev, GIZ Guinea | Ecole primaire de Mamadou Konate | school | SHS | 20 |  | 7.7462 | -8.8222 | 2 | 40
2017/12 | Guinea | Mamou | Mamou |  | EnDev, GIZ Guinea | Ecole primaire de Sory Conde | school | SHS | 30 |  | 10.3737 | -12.0895 | 2 | 60
2017/12 | Guinea | Mamou | Mamou |  | EnDev, GIZ Guinea | Ecole primaire de Madina | school | SHS | 30 |  | 10.3706 | -12.1038 | 2 | 60
2017/12 | Guinea | Mamou | Mamou |  | EnDev, GIZ Guinea | Ecole primaire d'Elhadj Boubacar Biro Diallo | school | SHS | 30 |  | 10.3752 | -12.0849 | 2 | 60
2017/12 | Guinea | Mamou | Mamou |  | EnDev, GIZ Guinea | Ecole primaire de Telico | school | SHS | 20 |  | 10.3452 | -12.0973 | 2 | 40
2017/12 | Guinea | Mamou | Mamou |  | EnDev, GIZ Guinea | Ecole primaire de Jean De La Croix | school | SHS | 30 |  | 10.3655 | -12.0866 | 2 | 60
2017/12 | Guinea | Mamou | Mamou |  | EnDev, GIZ Guinea | Ecole primaire Gallé Koumbassa | school | SHS | 30 |  | 10.4067 | -12.0816 | 2 | 60
2017/12 | Guinea | Mamou | Mamou |  | EnDev, GIZ Guinea | Ecole primaire de Thiewngol | school | SHS | 30 |  | 10.3611 | -12.0742 | 2 | 60
2017/12 | Guinea | Mamou | Mamou |  | EnDev, GIZ Guinea | Ecole primaire Abattoir | school | SHS | 30 |  | 10.3663 | -12.0903 | 2 | 60
2017/12 | Guinea | Mamou | Mamou |  | EnDev, GIZ Guinea | Ecole primaire de Loppet | school | SHS | 20 |  | 10.3656 | -12.08 | 2 | 40
2017/12 | Guinea | Mamou | Mamou |  | EnDev, GIZ Guinea | Ecole primaire Pétel | school | SHS | 20 |  | 10.3888 | -12.0798 | 2 | 40
2017/12 | Liberia | Margibi | Mamba Kabah | USAID | Private Company | RIA Highway | public street | solar street light | 150 |  |  |  | 12 | 1800
2017/12 | Liberia | Bomi | Dowein | WHH | EnDev | Bonjeh Clinic | clinic | stand-alone solar system | 1260 |  |  |  | 1 | 1260
2017/12 | Liberia | Bomi | Dowein | WHH | EnDev | Dagweh Clinic | clinic | stand-alone solar system | 1260 |  |  |  | 1 | 1260
2017/12 | Liberia | Montserrado | St. Paul River | WHH | EnDev | RCD Marshall Clinic | clinic | stand-alone solar system | 1260 |  |  |  | 1 | 1260
2017/12 | Liberia | Montserrado | Greater Monrovia | UNOPS | UNOPS | James Davis Hospital Traige | hospital | SHS | 5000 |  | 4.3758 | -7.7173 | 1 | 5000
2017/12 | Liberia | Montserrado | Careysburg | UNOPS | UNOPS | Bensonville Health Center | health centre | SHS | 5000 |  | 6.2836 | -10.6901 | 1 | 5000
2017/12 | Liberia | Grand Bassa | Buchanan | UNOPS | UNOPS | Buchanan Govt. Hospital Triage | hospital | SHS | 5000 |  | 5.8842 | -10.046 | 1 | 5000
2017/12 | Liberia | River Cess | Central Cee | UNOPS | UNOPS | St. Francis Hospital | hospital | SHS | 5000 |  | 4.5831 | -7.6707 | 1 | 5000
2017/12 | Liberia | Grand Cape Mount | Commonwealth | UNOPS | UNOPS | St. Timothy Hospital | hospital | SHS | 5000 |  | 6.7533 | -11.3686 | 1 | 5000
2017/12 | Liberia | Bomi | Tubmanburg | UNOPS | UNOPS | Tubmanburg Govt. Hospital | hospital | SHS | 5000 |  | 6.8663 | -10.8308 | 1 | 5000
2017/12 | Liberia | Margibi | Kakata | UNOPS | UNOPS | C.H. Rennie Hospital | hospital | SHS | 5000 |  | 6.5202 | -10.3482 | 1 | 5000
2017/12 | Liberia | Montserrado | Todee | UNOPS | UNOPS | Nyehn Health Center | health centre | SHS | 5000 |  | 6.5471 | -10.4893 | 1 | 5000
2017/12 | Liberia | Margibi | Mamba Kabah | UNOPS | UNOPS | Marshall Health Center | clinic | SHS | 5000 |  | 6.1486 | -10.3836 | 1 | 5000
2017/12 | Liberia | Bong | Fuamah | UNOPS | UNOPS | Handii Health Center | health centre | SHS | 5000 |  | 6.8903 | -10.3891 | 1 | 5000
2017/12 | Liberia | Lofa | Zorzor | UNOPS | UNOPS | Curran Hospital | hospital | SHS | 5000 |  |  |  | 1 | 5000
2017/12 | Liberia | Lofa | Voinjama | UNOPS | UNOPS | Tellewoyan OPD | clinic | SHS | 5000 |  |  |  | 1 | 5000
2017/12 | Liberia | Lofa | Voinjama | UNOPS | UNOPS | Tellewoyan Hospital | hospital | SHS | 5000 |  |  |  | 1 | 5000
2017/12 | Liberia | Lofa | Kolahun | UNOPS | UNOPS | Bolahun Health Center | health centre | SHS | 5000 |  |  |  | 1 | 5000
2017/12 | Liberia | Lofa | Zorzor | UNOPS | UNOPS | Konia Health Center | health centre | SHS | 5000 |  | 7.9626 | -9.5492 | 1 | 5000
2017/12 | Liberia | Nimba | Saclepea-mah | UNOPS | UNOPS | Sacleapea Comprehensive Health Center | health centre | SHS | 5000 |  | 6.9756 | -8.8451 | 1 | 5000
2017/12 | Liberia | Nimba | Zoe-Geh | UNOPS | UNOPS | Bahn Health Center | clinic | SHS | 5000 |  | 7.0295 | -8.7302 | 1 | 5000
2017/12 | Liberia | Nimba | Sanniquelleh-Mahn | UNOPS | UNOPS | G.W.Harley Hospital | hospital | SHS | 5000 |  | 7.3575 | -8.7142 | 1 | 5000
2017/12 | Liberia | Sinoe | Greenville | UNOPS | UNOPS | F.J. Grante Hospital | hospital | SHS | 5000 |  | 5.0085 | -9.0368 | 1 | 5000
2017/12 | Liberia | Maryland | Kaluway | UNOPS | UNOPS | Karloken Health Center | health centre | SHS | 5000 |  | 4.803 | -7.734 | 1 | 5000
2017/12 | Liberia | Maryland | Harper | UNOPS | UNOPS | J.J. Dorssen Mem. Hospital | hospital | SHS | 5000 |  | 4.3758 | -7.7173 | 1 | 5000
2017/12 | Liberia | Maryland | Pleebo-Sodoken | UNOPS | UNOPS | Pleebo Health Center | health centre | SHS | 5000 |  | 4.5883 | -7.672 | 1 | 5000
2017/12 | Liberia | Grand Kru | Trehn | UNOPS | UNOPS | Rallytime Hospital | hospital | SHS | 5000 |  | 4.5752 | -8.2219 | 1 | 5000
2017/12 | Sierra Leone | Bonthe | Sittia | Ministry of Health (EPI), UNICEF | Ministry of Health (EPI) | Delken | health centre | solar fridge | 370 | Expanded Programme of Immunization |  |  | 1 | 370
2017/12 | Sierra Leone | Bonthe | Dema | Ministry of Health (EPI), UNICEF | Ministry of Health (EPI) | Baoma | health centre | solar fridge | 370 | Expanded Programme of Immunization |  |  | 1 | 370
2017/12 | Sierra Leone | Bonthe | Bonthe Island Municipality | Ministry of Health (EPI), UNICEF | Ministry of Health (EPI) | Under 5 Bonthe Town | health centre | solar fridge | 370 | Expanded Programme of Immunization |  |  | 1 | 370
2017/12 | Sierra Leone | Bonthe | Bum | Ministry of Health (EPI), UNICEF | Ministry of Health (EPI) | Torma bum | health centre | solar fridge | 370 | Expanded Programme of Immunization |  |  | 1 | 370
2017/12 | Sierra Leone | Bonthe | Bendu-Cha | Ministry of Health (EPI), UNICEF | Ministry of Health (EPI) | Mindohun | health centre | solar fridge | 370 | Expanded Programme of Immunization |  |  | 1 | 370
2017/12 | Sierra Leone | Bonthe | Sogbini | Ministry of Health (EPI), UNICEF | Ministry of Health (EPI) | Tihun | health centre | solar fridge | 370 | Expanded Programme of Immunization |  |  | 1 | 370
2017/12 | Sierra Leone | Bonthe | Sogbini | Ministry of Health (EPI), UNICEF | Ministry of Health (EPI) | Kanga | health centre | solar fridge | 370 | Expanded Programme of Immunization |  |  | 1 | 370
2017/12 | Sierra Leone | Bonthe | Sogbini | Ministry of Health (EPI), UNICEF | Ministry of Health (EPI) | Mando | health centre | solar fridge | 370 | Expanded Programme of Immunization |  |  | 1 | 370
2017/12 | Sierra Leone | Bonthe | Nongoba-Bullom | Ministry of Health (EPI), UNICEF | Ministry of Health (EPI) | Minah | health centre | solar fridge | 370 | Expanded Programme of Immunization |  |  | 1 | 370
2017/12 | Sierra Leone | Bonthe | Jong | Ministry of Health (EPI), UNICEF | Ministry of Health (EPI) | DCR | health centre | solar fridge | 370 | Expanded Programme of Immunization |  |  | 1 | 370
2017/12 | Sierra Leone | Bonthe | Jong | Ministry of Health (EPI), UNICEF | Ministry of Health (EPI) | DCR | health centre | solar fridge | 370 | Expanded Programme of Immunization |  |  | 1 | 370
2017/12 | Sierra Leone | Bonthe | Jong | Ministry of Health (EPI), UNICEF | Ministry of Health (EPI) | DCR | health centre | solar fridge | 370 | Expanded Programme of Immunization |  |  | 1 | 370
2017/12 | Sierra Leone | Bonthe | Jong | Ministry of Health (EPI), UNICEF | Ministry of Health (EPI) | DCR | health centre | solar fridge | 370 | Expanded Programme of Immunization |  |  | 1 | 370
2017/12 | Sierra Leone | Bonthe | Jong | Ministry of Health (EPI), UNICEF | Ministry of Health (EPI) | DCR | health centre | solar fridge | 370 | Expanded Programme of Immunization |  |  | 1 | 370
2017/12 | Sierra Leone | Bonthe | Jong | Ministry of Health (EPI), UNICEF | Ministry of Health (EPI) | Mattru | health centre | solar fridge | 370 | Expanded Programme of Immunization |  |  | 1 | 370
2017/12 | Sierra Leone | Bonthe | Bonthe Island Municipality | Ministry of Health (EPI), UNICEF | Ministry of Health (EPI) | York Island | health centre | solar fridge | 370 | Expanded Programme of Immunization |  |  | 1 | 370
2017/12 | Sierra Leone | Bonthe | Bonthe Island Municipality | Ministry of Health (EPI), UNICEF | Ministry of Health (EPI) | St. Joseph CHP | health centre | solar fridge | 370 | Expanded Programme of Immunization |  |  | 1 | 370
2017/12 | Sierra Leone | Bonthe | Bum | Ministry of Health (EPI), UNICEF | Ministry of Health (EPI) | Ngessehun CHP | health centre | solar fridge | 370 | Expanded Programme of Immunization |  |  | 1 | 370
2017/12 | Sierra Leone | Bonthe | Bum | Ministry of Health (EPI), UNICEF | Ministry of Health (EPI) | Maamie CHC | health centre | solar fridge | 370 | Expanded Programme of Immunization |  |  | 1 | 370
2017/12 | Sierra Leone | Bonthe | Imperi | Ministry of Health (EPI), UNICEF | Ministry of Health (EPI) | Imperi Junctionla MCHP | health centre | solar fridge | 370 | Expanded Programme of Immunization |  |  | 1 | 370
2017/12 | Sierra Leone | Moyamba | Kargboro Zone 5 | Ministry of Health (EPI), UNICEF | Ministry of Health (EPI) | Mokaisumana CHC | health centre | solar fridge | 370 | Expanded Programme of Immunization |  |  | 1 | 370
2017/12 | Sierra Leone | Moyamba | Kargboro Zone 5 | Ministry of Health (EPI), UNICEF | Ministry of Health (EPI) | Pabae MCHP | health centre | solar fridge | 370 | Expanded Programme of Immunization |  |  | 1 | 370
2017/12 | Sierra Leone | Moyamba | Bagruwa Zone 5 | Ministry of Health (EPI), UNICEF | Ministry of Health (EPI) | Benkeh | health centre | solar fridge | 370 | Expanded Programme of Immunization |  |  | 1 | 370
2017/12 | Sierra Leone | Moyamba | Bagruwa Zone 5 | Ministry of Health (EPI), UNICEF | Ministry of Health (EPI) | kawaya | health centre | solar fridge | 370 | Expanded Programme of Immunization |  |  | 1 | 370
2017/12 | Sierra Leone | Moyamba | Bagruwa Zone 5 | Ministry of Health (EPI), UNICEF | Ministry of Health (EPI) | Mokasie | health centre | solar fridge | 370 | Expanded Programme of Immunization |  |  | 1 | 370
2017/12 | Sierra Leone | Moyamba | Bumpeh Zone 1 | Ministry of Health (EPI), UNICEF | Ministry of Health (EPI) | Motorbong | health centre | solar fridge | 370 | Expanded Programme of Immunization |  |  | 1 | 370
2017/12 | Sierra Leone | Moyamba | Bumpeh Zone 1 | Ministry of Health (EPI), UNICEF | Ministry of Health (EPI) | Moyeamoh | health centre | solar fridge | 370 | Expanded Programme of Immunization |  |  | 1 | 370
2017/12 | Sierra Leone | Moyamba | Bumpeh Zone 1 | Ministry of Health (EPI), UNICEF | Ministry of Health (EPI) | Yangessa | health centre | solar fridge | 370 | Expanded Programme of Immunization |  |  | 1 | 370
2017/12 | Sierra Leone | Moyamba | Dasse Zone 3 | Ministry of Health (EPI), UNICEF | Ministry of Health (EPI) | Mano | health centre | solar fridge | 370 | Expanded Programme of Immunization |  |  | 1 | 370
2017/12 | Sierra Leone | Moyamba | Dasse Zone 3 | Ministry of Health (EPI), UNICEF | Ministry of Health (EPI) | Mogbaske | health centre | solar fridge | 370 | Expanded Programme of Immunization |  |  | 1 | 370
2017/12 | Sierra Leone | Moyamba | Dasse Zone 3 | Ministry of Health (EPI), UNICEF | Ministry of Health (EPI) | Taninihun Kapuima | health centre | solar fridge | 370 | Expanded Programme of Immunization |  |  | 1 | 370
2017/12 | Sierra Leone | Moyamba | Fakunya Zone 2 | Ministry of Health (EPI), UNICEF | Ministry of Health (EPI) | Mokellay | health centre | solar fridge | 370 | Expanded Programme of Immunization |  |  | 1 | 370
2017/12 | Sierra Leone | Moyamba | Fakunya Zone 2 | Ministry of Health (EPI), UNICEF | Ministry of Health (EPI) | Mokorewa | health centre | solar fridge | 370 | Expanded Programme of Immunization |  |  | 1 | 370
2017/12 | Sierra Leone | Moyamba | Fakunya Zone 2 | Ministry of Health (EPI), UNICEF | Ministry of Health (EPI) | Moyamba Junction | health centre | solar fridge | 370 | Expanded Programme of Immunization |  |  | 1 | 370
2017/12 | Sierra Leone | Moyamba | Fakunya Zone 2 | Ministry of Health (EPI), UNICEF | Ministry of Health (EPI) | Moyollo | health centre | solar fridge | 370 | Expanded Programme of Immunization |  |  | 1 | 370
2017/12 | Sierra Leone | Moyamba | Fakunya Zone 2 | Ministry of Health (EPI), UNICEF | Ministry of Health (EPI) | Rotawa | health centre | solar fridge | 370 | Expanded Programme of Immunization |  |  | 1 | 370
2017/12 | Sierra Leone | Moyamba | Fakunya Zone 2 | Ministry of Health (EPI), UNICEF | Ministry of Health (EPI) | Ngandorhun | health centre | solar fridge | 370 | Expanded Programme of Immunization |  |  | 1 | 370
2017/12 | Sierra Leone | Moyamba | Kayamba Zone 2 | Ministry of Health (EPI), UNICEF | Ministry of Health (EPI) | Gbonjeima | health centre | solar fridge | 370 | Expanded Programme of Immunization |  |  | 1 | 370
2017/12 | Sierra Leone | Moyamba | Kaiyamba Zone 2 | Ministry of Health (EPI), UNICEF | Ministry of Health (EPI) | Kagbortuma | health centre | solar fridge | 370 | Expanded Programme of Immunization |  |  | 1 | 370
2017/12 | Sierra Leone | Moyamba | Kayamba Zone 2 | Ministry of Health (EPI), UNICEF | Ministry of Health (EPI) | Kangahun | health centre | solar fridge | 370 | Expanded Programme of Immunization |  |  | 1 | 370
2017/12 | Sierra Leone | Moyamba | Kaiyamba Zone 2 | Ministry of Health (EPI), UNICEF | Ministry of Health (EPI) | Levuma | health centre | solar fridge | 370 | Expanded Programme of Immunization |  |  | 1 | 370
2017/12 | Sierra Leone | Moyamba | Kamajei Zone 4 | Ministry of Health (EPI), UNICEF | Ministry of Health (EPI) | Senehun Ngegbeh | health centre | solar fridge | 370 | Expanded Programme of Immunization |  |  | 1 | 370
2017/12 | Sierra Leone | Moyamba | Kargboro Zone 5 | Ministry of Health (EPI), UNICEF | Ministry of Health (EPI) | Bumpetoke | health centre | solar fridge | 370 | Expanded Programme of Immunization |  |  | 1 | 370
2017/12 | Sierra Leone | Moyamba | Kargboro Zone 5 | Ministry of Health (EPI), UNICEF | Ministry of Health (EPI) | Mokainsumana | health centre | solar fridge | 370 | Expanded Programme of Immunization |  |  | 1 | 370
2017/12 | Sierra Leone | Moyamba | Kargboro Zone 5 | Ministry of Health (EPI), UNICEF | Ministry of Health (EPI) | Mokandor | health centre | solar fridge | 370 | Expanded Programme of Immunization |  |  | 1 | 370
2017/12 | Sierra Leone | Moyamba | Kargboro Zone 5 | Ministry of Health (EPI), UNICEF | Ministry of Health (EPI) | Mopeille | health centre | solar fridge | 370 | Expanded Programme of Immunization |  |  | 1 | 370
2017/12 | Sierra Leone | Moyamba | Kargboro Zone 5 | Ministry of Health (EPI), UNICEF | Ministry of Health (EPI) | Shenge | health centre | solar fridge | 370 | Expanded Programme of Immunization |  |  | 1 | 370
2017/12 | Sierra Leone | Moyamba | Kargboro Zone 5 | Ministry of Health (EPI), UNICEF | Ministry of Health (EPI) | Yorgborfor | health centre | solar fridge | 370 | Expanded Programme of Immunization |  |  | 1 | 370
2017/12 | Sierra Leone | Moyamba | Kaiyamba Zone 2 | Ministry of Health (EPI), UNICEF | Ministry of Health (EPI) | DCR | health centre | solar fridge | 370 | Expanded Programme of Immunization |  |  | 1 | 370
2017/12 | Sierra Leone | Moyamba | Kaiyamba Zone 2 | Ministry of Health (EPI), UNICEF | Ministry of Health (EPI) | Moyamba DCS | health centre | solar fridge | 370 | Expanded Programme of Immunization |  |  | 1 | 370
2017/12 | Sierra Leone | Moyamba | Kaiyamba Zone 2 | Ministry of Health (EPI), UNICEF | Ministry of Health (EPI) | DCR | health centre | solar fridge | 370 | Expanded Programme of Immunization |  |  | 1 | 370
2017/12 | Sierra Leone | Moyamba | Kaiyamba Zone 2 | Ministry of Health (EPI), UNICEF | Ministry of Health (EPI) | DCR | health centre | solar fridge | 370 | Expanded Programme of Immunization |  |  | 1 | 370
2017/12 | Sierra Leone | Moyamba | Kaiyamba Zone 2 | Ministry of Health (EPI), UNICEF | Ministry of Health (EPI) | DCR | health centre | solar fridge | 370 | Expanded Programme of Immunization |  |  | 1 | 370
2017/12 | Sierra Leone | Moyamba | Kaiyamba Zone 2 | Ministry of Health (EPI), UNICEF | Ministry of Health (EPI) | DCR | health centre | solar fridge | 370 | Expanded Programme of Immunization |  |  | 1 | 370
2017/12 | Sierra Leone | Moyamba | Kaiyamba Zone 2 | Ministry of Health (EPI), UNICEF | Ministry of Health (EPI) | Moyamba DCS | health centre | solar fridge | 370 | Expanded Programme of Immunization |  |  | 1 | 370
2017/12 | Sierra Leone | Moyamba | Kaiyamba Zone 2 | Ministry of Health (EPI), UNICEF | Ministry of Health (EPI) | DCR | health centre | solar fridge | 370 | Expanded Programme of Immunization |  |  | 1 | 370
2017/12 | Sierra Leone | Moyamba | Kaiyamba Zone 2 | Ministry of Health (EPI), UNICEF | Ministry of Health (EPI) | Moyamba DCS | health centre | solar fridge | 370 | Expanded Programme of Immunization |  |  | 1 | 370
2017/12 | Sierra Leone | Moyamba | Kaiyamba Zone 2 | Ministry of Health (EPI), UNICEF | Ministry of Health (EPI) | Moyamba DCS | health centre | solar fridge | 370 | Expanded Programme of Immunization |  |  | 1 | 370
2017/12 | Sierra Leone | Moyamba | Kaiyamba Zone 2 | Ministry of Health (EPI), UNICEF | Ministry of Health (EPI) | Yoyema | health centre | solar fridge | 370 | Expanded Programme of Immunization |  |  | 1 | 370
2017/12 | Sierra Leone | Moyamba | Kongbora Zone 1 | Ministry of Health (EPI), UNICEF | Ministry of Health (EPI) | Magbenka | health centre | solar fridge | 370 | Expanded Programme of Immunization |  |  | 1 | 370
2017/12 | Sierra Leone | Moyamba | Kori Zone 4 | Ministry of Health (EPI), UNICEF | Ministry of Health (EPI) | Bailago | health centre | solar fridge | 370 | Expanded Programme of Immunization |  |  | 1 | 370
2017/12 | Sierra Leone | Moyamba | Kori Zone 4 | Ministry of Health (EPI), UNICEF | Ministry of Health (EPI) | Fogbo | health centre | solar fridge | 370 | Expanded Programme of Immunization |  |  | 1 | 370
2017/12 | Sierra Leone | Moyamba | Kori Zone 4 | Ministry of Health (EPI), UNICEF | Ministry of Health (EPI) | Konda | health centre | solar fridge | 370 | Expanded Programme of Immunization |  |  | 1 | 370
2017/12 | Sierra Leone | Moyamba | Kori Zone 4 | Ministry of Health (EPI), UNICEF | Ministry of Health (EPI) | Manjeihun | health centre | solar fridge | 370 | Expanded Programme of Immunization |  |  | 1 | 370
2017/12 | Sierra Leone | Moyamba | Kori Zone 4 | Ministry of Health (EPI), UNICEF | Ministry of Health (EPI) | N'jala | health centre | solar fridge | 370 | Expanded Programme of Immunization |  |  | 1 | 370
2017/12 | Sierra Leone | Moyamba | Kowa Zone 4 | Ministry of Health (EPI), UNICEF | Ministry of Health (EPI) | Mofombo | health centre | solar fridge | 370 | Expanded Programme of Immunization |  |  | 1 | 370
2017/12 | Sierra Leone | Moyamba | Kowa Zone 4 | Ministry of Health (EPI), UNICEF | Ministry of Health (EPI) | Njama | health centre | solar fridge | 370 | Expanded Programme of Immunization |  |  | 1 | 370
2017/12 | Sierra Leone | Moyamba | Lower Banta Zone 3 | Ministry of Health (EPI), UNICEF | Ministry of Health (EPI) | Mokanji | health centre | solar fridge | 370 | Expanded Programme of Immunization |  |  | 1 | 370
2017/12 | Sierra Leone | Kambia | Tonko Limba | WHH, Oxfam, ENFO, COOPI, EU | ENFO | Masunthu Clinic | health centre | SHS | 3000 | Promoting Renewable Energy Services for Social Development (PRESSD-SL) |  |  | 1 | 3000
2017/12 | Sierra Leone | Kambia |  | WHH, Oxfam, ENFO, COOPI, EU | ENFO | Mafaray Clinic | health centre | SHS | 3000 | Promoting Renewable Energy Services for Social Development (PRESSD-SL) |  |  | 1 | 3000
2017/12 | Sierra Leone | Port Loko | Maforki | WHH, Oxfam, ENFO, COOPI, EU | ENFO | Masunmana Clinic | health centre | SHS | 3000 | Promoting Renewable Energy Services for Social Development |  |  | 1 | 3000
2017/12 | Sierra Leone | Port Loko | Masimera | WHH, Oxfam, ENFO, COOPI, EU | ENFO | Masimera Clinic | health centre | SHS | 1500 | Promoting Renewable Energy Services for Social Development |  |  | 1 | 1500
2017/12 | Sierra Leone | Kono | Tankoro | WHH, Oxfam, ENFO, COOPI, EU | ENFO | Small Sefadu | health centre | SHS | 2000 | Promoting Renewable Energy Services for Social Development |  |  | 1 | 2000
2017/12 | Sierra Leone | Kono | Nimiyama | WHH, Oxfam, ENFO, COOPI, EU | ENFO | Ngo town | health centre | SHS | 2000 | Promoting Renewable Energy Services for Social Development |  |  | 1 | 2000
2017/12 | Sierra Leone | Kailahun |  | WHH, Oxfam, ENFO, COOPI, EU | ENFO | Manowa Clinic | health centre | SHS | 2000 | Promoting Renewable Energy Services for Social Development |  |  | 1 | 2000
2017/12 | Sierra Leone | Kailahun |  | WHH, Oxfam, ENFO, COOPI, EU | ENFO | Joijoma | health centre | SHS | 2000 | Promoting Renewable Energy Services for Social Development |  |  | 1 | 2000
2017/12 | Sierra Leone | Kenema | Niawa | WHH, Oxfam, ENFO, COOPI, EU | ENFO | Sundeimie Clinic | health centre | SHS | 2000 | Promoting Renewable Energy Services for Social Development |  |  | 1 | 2000
2017/12 | Sierra Leone | Kenema | Tunkia | WHH, Oxfam, ENFO, COOPI, EU | ENFO | Gorahun Tunkia Clinic | health centre | SHS | 2000 | Promoting Renewable Energy Services for Social Development |  |  | 1 | 2000
2017/12 | Sierra Leone | Kenema | Nongowa | WHH, Oxfam, ENFO, COOPI, EU | ENFO | Eastern Polytechnic | renewable energy laboratory | SHS | 3750 | Promoting Renewable Energy Services for Social Development |  |  | 1 | 3750
2017/12 | Sierra Leone | Western Urban |  | WHH, Oxfam, ENFO, COOPI, EU | ENFO | Gov't Technical Institute | renewable energy laboratory | SHS | 3750 | Promoting Renewable Energy Services for Social Development |  |  | 1 | 3750
2017/12 | Sierra Leone | Tonkolili |  | WHH, Oxfam, ENFO, COOPI, EU | ENFO | Magboroka Technical Institute | renewable energy laboratory | SHS | 3750 | Promoting Renewable Energy Services for Social Development |  |  | 1 | 3750
2017/12 | Sierra Leone | Kailahun | Upper Bambara | St. Mary Parish | Private Company | St Mary Parish | church | SHS | 1000 |  | 8.0992 | -10.6913 | 1 | 1000
2017/12 | Sierra Leone | Kenema | Nongowa |  | Private Company | W H H | office | SHS | 1600 |  | 7.875 | -11.1768 | 1 | 1600
2017/12 | Sierra Leone | Kenema | Nongowa |  | Private Company | Send S/L | office | SHS | 2400 |  | 7.8874 | -11.1925 | 1 | 2400
2017/12 | Sierra Leone | Kenema | Nongowa |  | Private Company | Mosque | mosque | stand-alone solar system | 600 |  | 7.8895 | -11.1726 | 1 | 600
2017/12 | Sierra Leone | Bo | Baoma |  | Private Company | Our Lady of victories house | church | SHS | 300 |  | 7.9306 | -11.5734 | 1 | 300
2017/12 | Sierra Leone | Bo | Bo Kakua |  | Private Company | Sister of our Lady the Visitation house | church | SHS | 750 |  | 7.972 | -11.7274 | 1 | 750
2017/12 | Sierra Leone | Kenema | Nongowa |  | Private Company | Climate change office | office | SHS | 3000 |  | 7.8924 | -11.1801 | 1 | 3000
2017/12 | Sierra Leone | Kono |  | Playhouse Foundation | EnDev | S.L.M.B Sec. Sch | school | SHS | 30 |  | 8.6367 | -10.9972 | 1 | 30
2017/12 | Sierra Leone | Kono |  | Playhouse Foundation | EnDev | S.L.M.B Primary School | school | SHS | 30 |  | 8.6528 | -10.9963 | 2 | 60
2017/12 | Sierra Leone | Kono |  | Playhouse Foundation | EnDev | Koidu Girls Secondary School | school | SHS | 30 |  | 8.6519 | -10.9687 | 12 | 360
2017/12 | Sierra Leone | Kono |  | Playhouse Foundation | EnDev | RC Girls Pri. Sch | school | SHS | 30 |  | 8.6507 | -10.968 | 2 | 60
2017/12 | Sierra Leone | Kono |  | Playhouse Foundation | EnDev | Ahmadiyya Nussal Jahan Sec.Sch | school | SHS | 30 |  | 8.6972 | -11.0104 | 2 | 60
2017/12 | Sierra Leone | Kono |  | Playhouse Foundation | EnDev | UMC Boys pri. school | school | SHS | 30 |  | 8.6462 | -10.9697 | 2 | 60
2017/12 | Sierra Leone | Kono |  | Playhouse Foundation | EnDev | Cluny Free the children sen. Sec. Sch | school | SHS | 30 |  | 8.6339 | -10.9451 | 2 | 60
2017/12 | Sierra Leone | Kono |  | Playhouse Foundation | EnDev | RC Kainkordu | school | SHS | 30 |  | 8.6186 | -10.7206 | 2 | 60
2017/12 | Sierra Leone | Kono |  | Playhouse Foundation | EnDev | UMC Kakior pri.sch | school | SHS | 30 |  | 8.693 | -10.849 | 2 | 60
2017/12 | Sierra Leone | Moyamba | Timidale | UNOPS, DFID, Ministry of Energy | Barefoot Women | Bomotoke CHC | health centre | mini-grid | 16000 | Rural Renewable Energy Project (RREP) | 7.8171 | -12.6558 | 1 | 16000
2017/12 | Sierra Leone | Kambia | Gbiledixin | UNOPS, DFID, Ministry of Energy | Barefoot Women | Gbalamuya CHC | health centre | mini-grid | 16000 | Rural Renewable Energy Project (RREP) | 9.217 | -12.9193 | 1 | 16000
2017/12 | Sierra Leone | Moyamba | Kargboro | UNOPS, DFID, Ministry of Energy | Barefoot Women | Shenge CHC | health centre | mini-grid | 26000 | Rural Renewable Energy Project (RREP) | 7.9114 | -12.954 | 1 | 26000
2017/12 | Sierra Leone | Port Loko | Sanda Magbolonthor | UNOPS, DFID, Ministry of Energy | Barefoot Women | Sendugu CHC | health centre | mini-grid | 16000 | Rural Renewable Energy Project (RREP) | 9.0692 | -12.6306 | 1 | 16000
2017/12 | Sierra Leone | Kambia | Samu | UNOPS, DFID, Ministry of Energy | Barefoot Women | Kychom CHC | health centre | mini-grid | 36000 | Rural Renewable Energy Project (RREP) | 8.9283 | -13.1437 | 1 | 36000
2017/12 | Sierra Leone | Port Loko | Buya Romende | UNOPS, DFID, Ministry of Energy | Barefoot Women | Kamasondo CHC | health centre | mini-grid | 26000 | Rural Renewable Energy Project (RREP) | 8.8622 | -12.5127 | 1 | 26000
2017/12 | Sierra Leone | Kambia | Tonko Limba | UNOPS, DFID, Ministry of Energy | Barefoot Women | Kamasasa CHC | health centre | mini-grid | 26000 | Rural Renewable Energy Project (RREP) | 9.3948 | -12.5455 | 1 | 26000
2017/12 | Sierra Leone | Moyamba | Kongbora | UNOPS, DFID, Ministry of Energy | Barefoot Women | Bauya CHC | health centre | mini-grid | 26000 | Rural Renewable Energy Project (RREP) | 8.188 | -12.5732 | 1 | 26000
2017/12 | Sierra Leone | Moyamba | Bagruwa | UNOPS, DFID, Ministry of Energy | Barefoot Women | Sembehun CHC | health centre | mini-grid | 36000 | Rural Renewable Energy Project (RREP) | 7.9405 | -12.542 | 1 | 36000
2017/12 | Sierra Leone | Port Loko | Kaffu Bullom | UNOPS, DFID, Ministry of Energy | Barefoot Women | Conakry Dee CHC | health centre | mini-grid | 36000 | Rural Renewable Energy Project (RREP) | 8.6978 | -13.2377 | 1 | 36000
2017/12 | Sierra Leone | Port Loko | Loko Masama | UNOPS, DFID, Ministry of Energy | Barefoot Women | Petifu CHC | health centre | mini-grid | 26000 | Rural Renewable Energy Project (RREP) | 8.6953 | -13.1079 | 1 | 26000
2017/12 | Sierra Leone | Kambia | Masungbala | UNOPS, DFID, Ministry of Energy | Barefoot Women | Baimoi Munu | health centre | mini-grid | 26000 | Rural Renewable Energy Project (RREP) | 9.092 | -12.75 | 1 | 26000
2017/12 | Sierra Leone | Moyamba | Ribbi | UNOPS, DFID, Ministry of Energy | Barefoot Women | Bradford CHC | health centre | mini-grid | 36000 | Rural Renewable Energy Project (RREP) | 8.2953 | -12.7463 | 1 | 36000
2017/12 | Sierra Leone | Port Loko | TMS | UNOPS, DFID, Ministry of Energy | Barefoot Women | Malekuray CHC | health centre | mini-grid | 26000 | Rural Renewable Energy Project (RREP) | 8.8022 | -12.6397 | 1 | 26000
2017/12 | Sierra Leone | Moyamba | Lower Banta | UNOPS, DFID, Ministry of Energy | Barefoot Women | Gbangbatoke CHC | health centre | mini-grid | 36000 | Rural Renewable Energy Project (RREP) | 8.0006 | -12.481 | 1 | 36000
2017/12 | Sierra Leone | Bombali | Sella Limba | UNOPS, DFID, Ministry of Energy | Barefoot Women | Kathantha Yimboi CHC | health centre | mini-grid | 16000 | Rural Renewable Energy Project (RREP) | 9.5458 | -12.1704 | 1 | 16000
2017/12 | Sierra Leone | Bombali | Libeisaygahun | UNOPS, DFID, Ministry of Energy | Barefoot Women | Batkanu CHC | health centre | mini-grid | 16000 | Rural Renewable Energy Project (RREP) | 9.0754 | -12.4157 | 1 | 16000
2017/12 | Sierra Leone | Bombali | Magbaimba Ndowahun | UNOPS, DFID, Ministry of Energy | Barefoot Women | Kagbere CHC | health centre | mini-grid | 16000 | Rural Renewable Energy Project (RREP) | 9.2203 | -12.1403 | 1 | 16000
2017/12 | Sierra Leone | Bombali | Gbanti Kamaranka | UNOPS, DFID, Ministry of Energy | Barefoot Women | Kamaranka CHC | health centre | mini-grid | 16000 | Rural Renewable Energy Project (RREP) | 9.2976 | -12.2062 | 1 | 16000
2017/12 | Sierra Leone | Tonkolili | Malal Mara | UNOPS, DFID, Ministry of Energy | Barefoot Women | Mara CHC | health centre | mini-grid | 26000 | Rural Renewable Energy Project (RREP) | 8.6629 | -12.2456 | 1 | 26000
2017/12 | Sierra Leone | Port Loko | Masimera | UNOPS, DFID, Ministry of Energy | Barefoot Women | Masimera CHC | health centre | mini-grid | 26000 | Rural Renewable Energy Project (RREP) | 8.6444 | -12.4498 | 1 | 26000
2017/12 | Sierra Leone | Bombali | Bombali Shebora | UNOPS, DFID, Ministry of Energy | Barefoot Women | Rokonta CHC | health centre | mini-grid | 16000 | Rural Renewable Energy Project (RREP) | 8.7466 | -12.0492 | 1 | 16000
2017/12 | Sierra Leone | Tonkolili | Kholifa Mabang | UNOPS, DFID, Ministry of Energy | Barefoot Women | Mabang CHC | health centre | mini-grid | 16000 | Rural Renewable Energy Project (RREP) | 8.5671 | -12.1734 | 1 | 16000
2017/12 | Sierra Leone | Bombali | Tambaka | UNOPS, DFID, Ministry of Energy | Barefoot Women | Fintonia CHC | health centre | mini-grid | 26000 | Rural Renewable Energy Project (RREP) | 9.6729 | -12.2259 | 1 | 26000
2017/12 | Sierra Leone | Koinadugu | Dembelia Sinkunia | UNOPS, DFID, Ministry of Energy | Barefoot Women | Sinkunia CHC | health centre | mini-grid | 36000 | Rural Renewable Energy Project (RREP) | 9.8607 | -11.4308 | 1 | 36000
2017/12 | Sierra Leone | Koinadugu | Folosaba Dembelia | UNOPS, DFID, Ministry of Energy | Barefoot Women | Musaia CHC | health centre | mini-grid | 26000 | Rural Renewable Energy Project (RREP) | 9.7551 | -11.5702 | 1 | 26000
2017/12 | Sierra Leone | Koinadugu | Wara Wara Bafordia | UNOPS, DFID, Ministry of Energy | Barefoot Women | Bafodia CHC | health centre | mini-grid | 36000 | Rural Renewable Energy Project (RREP) | 9.6841 | -11.7317 | 1 | 36000
2017/12 | Sierra Leone | Kono | Lei | UNOPS, DFID, Ministry of Energy | Barefoot Women | Kombayendeh CHC | health centre | mini-grid | 26000 | Rural Renewable Energy Project (RREP) | 8.7867 | -10.7082 | 1 | 26000
2017/12 | Sierra Leone | Kono | Gbane Kandor | UNOPS, DFID, Ministry of Energy | Barefoot Women | Kaodu CHC | health centre | mini-grid | 16000 | Rural Renewable Energy Project (RREP) | 8.6151 | -10.5829 | 1 | 16000
2017/12 | Sierra Leone | Kailahun | Yawei | UNOPS, DFID, Ministry of Energy | Barefoot Women | Bandajuma CHC | health centre | mini-grid | 26000 | Rural Renewable Energy Project (RREP) | 8.3099 | -10.8483 | 1 | 26000
2017/12 | Sierra Leone | Kono | Sandor | UNOPS, DFID, Ministry of Energy | Barefoot Women | Kayima CHC | health centre | mini-grid | 36000 | Rural Renewable Energy Project (RREP) | 8.8905 | -11.1599 | 1 | 36000
2017/12 | Sierra Leone | Kailahun | Kissi Kama | UNOPS, DFID, Ministry of Energy | Barefoot Women | Dia CHC | health centre | mini-grid | 26000 | Rural Renewable Energy Project (RREP) | 8.3847 | -10.4092 | 1 | 26000
2017/12 | Sierra Leone | Kono | Gbane | UNOPS, DFID, Ministry of Energy | Barefoot Women | Gandorhun CHC | health centre | mini-grid | 36000 | Rural Renewable Energy Project (RREP) | 8.4366 | -10.8666 | 1 | 36000
2017/12 | Sierra Leone | Kono | Soa | UNOPS, DFID, Ministry of Energy | Barefoot Women | Kainkordu CHC | health centre | mini-grid | 26000 | Rural Renewable Energy Project (RREP) | 8.6172 | -10.7208 | 1 | 26000
2017/12 | Sierra Leone | Kono | Fiama | UNOPS, DFID, Ministry of Energy | Barefoot Women | Jagwema CHC | health centre | mini-grid | 26000 | Rural Renewable Energy Project (RREP) | 8.6278 | -10.8233 | 1 | 26000
2017/12 | Sierra Leone | Koinadugu | Niene | UNOPS, DFID, Ministry of Energy | Barefoot Women | Yiffin CHC | health centre | mini-grid | 36000 | Rural Renewable Energy Project (RREP) | 9.1229 | -11.2696 | 1 | 36000
2017/12 | Sierra Leone | Kailahun | Penguia | UNOPS, DFID, Ministry of Energy | Barefoot Women | Sanduru CHC | health centre | mini-grid | 36000 | Rural Renewable Energy Project (RREP) | 8.395 | -10.7068 | 1 | 36000
2017/12 | Sierra Leone | Kono | Kamara | UNOPS, DFID, Ministry of Energy | Barefoot Women | Tombodu CHC | health centre | mini-grid | 36000 | Rural Renewable Energy Project (RREP) | 8.702 | -11.012 | 1 | 36000
2017/12 | Sierra Leone | Moyamba | Upper Banta | UNOPS, DFID, Ministry of Energy | Barefoot Women | Mokelleh CHC | health centre | mini-grid | 16000 | Rural Renewable Energy Project (RREP) | 7.7169 | -12.1644 | 1 | 16000
2017/12 | Sierra Leone | Pujehun | Mano Sakrim | UNOPS, DFID, Ministry of Energy | Barefoot Women | Mano Gbongeima CHC | health centre | mini-grid | 16000 | Rural Renewable Energy Project (RREP) | 7.1551 | -11.7556 | 1 | 16000
2017/12 | Sierra Leone | Bonthe | Bum | UNOPS, DFID, Ministry of Energy | Barefoot Women | Madina CHC | health centre | mini-grid | 26000 | Rural Renewable Energy Project (RREP) | 7.4639 | -11.9488 | 1 | 26000
2017/12 | Sierra Leone | Moyamba | Kowa | UNOPS, DFID, Ministry of Energy | Barefoot Women | Njama CHC | health centre | mini-grid | 26000 | Rural Renewable Energy Project (RREP) | 8.0824 | -11.9417 | 1 | 26000
2017/12 | Sierra Leone | Bo | Bumpe Ngawo | UNOPS, DFID, Ministry of Energy | Barefoot Women | Bumpeh C H C | health centre | mini-grid | 36000 | Rural Renewable Energy Project (RREP) | 7.8895 | -11.9033 | 1 | 36000
2017/12 | Sierra Leone | Bonthe | Nongba Bullom | UNOPS, DFID, Ministry of Energy | Barefoot Women | Gbap CHC | health centre | mini-grid | 16000 | Rural Renewable Energy Project (RREP) | 7.3774 | -12.2614 | 1 | 16000
2017/12 | Sierra Leone | Moyamba | Dasse | UNOPS, DFID, Ministry of Energy | Barefoot Women | Mano Dasse CHC | health centre | mini-grid | 26000 | Rural Renewable Energy Project (RREP) | 8.0406 | -12.089 | 1 | 26000
2017/12 | Sierra Leone | Pujehun | Pejewa | UNOPS, DFID, Ministry of Energy | Barefoot Women | Futa Pejeh CHC | health centre | mini-grid | 16000 | Rural Renewable Energy Project (RREP) | 7.5611 | -11.5741 | 1 | 16000
2017/12 | Sierra Leone | Moyamba | Kamajei | UNOPS, DFID, Ministry of Energy | Barefoot Women | Senehun CHC | health centre | mini-grid | 26000 | Rural Renewable Energy Project (RREP) | 8.1698 | -11.9486 | 1 | 26000
2017/12 | Sierra Leone | Moyamba | Kaiyamba | UNOPS, DFID, Ministry of Energy | Barefoot Women | Kangahun CHC | health centre | mini-grid | 36000 | Rural Renewable Energy Project (RREP) | 8.0832 | -12.2864 | 1 | 36000
2017/12 | Sierra Leone | Pujehun | Sowa | UNOPS, DFID, Ministry of Energy | Barefoot Women | Bandajuma Sowa CHC | health centre | mini-grid | 26000 | Rural Renewable Energy Project (RREP) | 7.5723 | -11.652 | 1 | 26000
2017/12 | Sierra Leone | Bonthe | Sogbini | UNOPS, DFID, Ministry of Energy | Barefoot Women | Tihun CHC | health centre | mini-grid | 26000 | Rural Renewable Energy Project (RREP) | 7.5662 | -12.0896 | 1 | 26000
2017/12 | Sierra Leone | Port Loko | Bureh Kaseh | Ministry of Health (EPI), UNICEF | Ministry of Health (EPI) | Massesseh | health centre | solar fridge | 370 | Expanded Programme of Immunization |  |  | 1 | 370
2017/12 | Sierra Leone | Port Loko | Bureh Kaseh | Ministry of Health (EPI), UNICEF | Ministry of Health (EPI) | Bureh | health centre | solar fridge | 370 | Expanded Programme of Immunization |  |  | 1 | 370
2017/12 | Sierra Leone | Port Loko | Bureh Kaseh | Ministry of Health (EPI), UNICEF | Ministry of Health (EPI) | Kawengha | health centre | solar fridge | 370 | Expanded Programme of Immunization |  |  | 1 | 370
2017/12 | Sierra Leone | Port Loko | Bureh Kaseh | Ministry of Health (EPI), UNICEF | Ministry of Health (EPI) | Mabain | health centre | solar fridge | 370 | Expanded Programme of Immunization |  |  | 1 | 370
2017/12 | Sierra Leone | Port Loko | Bureh Kaseh | Ministry of Health (EPI), UNICEF | Ministry of Health (EPI) | Minthormore | health centre | solar fridge | 370 | Expanded Programme of Immunization |  |  | 1 | 370
2017/12 | Sierra Leone | Port Loko | Bureh Kaseh | Ministry of Health (EPI), UNICEF | Ministry of Health (EPI) | Romeni | health centre | solar fridge | 370 | Expanded Programme of Immunization |  |  | 1 | 370
2017/12 | Sierra Leone | Port Loko | Bureh Kaseh | Ministry of Health (EPI), UNICEF | Ministry of Health (EPI) | Kagbathama | health centre | solar fridge | 370 | Expanded Programme of Immunization |  |  | 1 | 370
2017/12 | Sierra Leone | Port Loko | Bureh Kaseh | Ministry of Health (EPI), UNICEF | Ministry of Health (EPI) | Rogballan | health centre | solar fridge | 370 | Expanded Programme of Immunization |  |  | 1 | 370
2017/12 | Sierra Leone | Port Loko | Bureh Kaseh | Ministry of Health (EPI), UNICEF | Ministry of Health (EPI) | Barmoi | health centre | solar fridge | 370 | Expanded Programme of Immunization |  |  | 1 | 370
2017/12 | Sierra Leone | Port Loko | Dibia | Ministry of Health (EPI), UNICEF | Ministry of Health (EPI) | Gbom Bana | health centre | solar fridge | 370 | Expanded Programme of Immunization |  |  | 1 | 370
2017/12 | Sierra Leone | Port Loko | Dibia | Ministry of Health (EPI), UNICEF | Ministry of Health (EPI) | Gbinty | health centre | solar fridge | 370 | Expanded Programme of Immunization |  |  | 1 | 370
2017/12 | Sierra Leone | Port Loko | Dibia | Ministry of Health (EPI), UNICEF | Ministry of Health (EPI) | Magborognoh | health centre | solar fridge | 370 | Expanded Programme of Immunization |  |  | 1 | 370
2017/12 | Sierra Leone | Port Loko | Dibia | Ministry of Health (EPI), UNICEF | Ministry of Health (EPI) | Rogballan | health centre | solar fridge | 370 | Expanded Programme of Immunization |  |  | 1 | 370
2017/12 | Sierra Leone | Port Loko | Dibia | Ministry of Health (EPI), UNICEF | Ministry of Health (EPI) | Roctolon | health centre | solar fridge | 370 | Expanded Programme of Immunization |  |  | 1 | 370
2017/12 | Sierra Leone | Port Loko | Buya Romende | Ministry of Health (EPI), UNICEF | Ministry of Health (EPI) | Foredugu | health centre | solar fridge | 370 | Expanded Programme of Immunization |  |  | 1 | 370
2017/12 | Sierra Leone | Port Loko | Buya Romende | Ministry of Health (EPI), UNICEF | Ministry of Health (EPI) | Rosint Buya | health centre | solar fridge | 370 | Expanded Programme of Immunization |  |  | 1 | 370
2017/12 | Sierra Leone | Port Loko | Buya Romende | Ministry of Health (EPI), UNICEF | Ministry of Health (EPI) | Kamasondo | health centre | solar fridge | 370 | Expanded Programme of Immunization |  |  | 1 | 370
2017/12 | Sierra Leone | Port Loko | Buya Romende | Ministry of Health (EPI), UNICEF | Ministry of Health (EPI) | Gbomsamba | health centre | solar fridge | 370 | Expanded Programme of Immunization |  |  | 1 | 370
2017/12 | Sierra Leone | Port Loko | Buya Romende | Ministry of Health (EPI), UNICEF | Ministry of Health (EPI) | Woreh Bana | health centre | solar fridge | 370 | Expanded Programme of Immunization |  |  | 1 | 370
2017/12 | Sierra Leone | Port Loko | Buya Romende | Ministry of Health (EPI), UNICEF | Ministry of Health (EPI) | Rokamba | health centre | solar fridge | 370 | Expanded Programme of Immunization |  |  | 1 | 370
2017/12 | Sierra Leone | Port Loko | T.M. Safroko | Ministry of Health (EPI), UNICEF | Ministry of Health (EPI) | Kambiama Makama | health centre | solar fridge | 370 | Expanded Programme of Immunization |  |  | 1 | 370
2017/12 | Sierra Leone | Port Loko | T.M. Safroko | Ministry of Health (EPI), UNICEF | Ministry of Health (EPI) | Malekuray | health centre | solar fridge | 370 | Expanded Programme of Immunization |  |  | 1 | 370
2017/12 | Sierra Leone | Port Loko | T.M. Safroko | Ministry of Health (EPI), UNICEF | Ministry of Health (EPI) | Rogbaneh | health centre | solar fridge | 370 | Expanded Programme of Immunization |  |  | 1 | 370
2017/12 | Sierra Leone | Port Loko | T.M. Safroko | Ministry of Health (EPI), UNICEF | Ministry of Health (EPI) | Robaka | health centre | solar fridge | 370 | Expanded Programme of Immunization |  |  | 1 | 370
2017/12 | Sierra Leone | Port Loko | T.M. Safroko | Ministry of Health (EPI), UNICEF | Ministry of Health (EPI) | Maron | health centre | solar fridge | 370 | Expanded Programme of Immunization |  |  | 1 | 370
2017/12 | Sierra Leone | Port Loko | Masimra | Ministry of Health (EPI), UNICEF | Ministry of Health (EPI) | Masimra | health centre | solar fridge | 370 | Expanded Programme of Immunization |  |  | 1 | 370
2017/12 | Sierra Leone | Port Loko | Masimra | Ministry of Health (EPI), UNICEF | Ministry of Health (EPI) | Nonkobah | health centre | solar fridge | 370 | Expanded Programme of Immunization |  |  | 1 | 370
2017/12 | Sierra Leone | Port Loko | Masimra | Ministry of Health (EPI), UNICEF | Ministry of Health (EPI) | Mamaligie | health centre | solar fridge | 370 | Expanded Programme of Immunization |  |  | 1 | 370
2017/12 | Sierra Leone | Port Loko | Koya | Ministry of Health (EPI), UNICEF | Ministry of Health (EPI) | Warima | health centre | solar fridge | 370 | Expanded Programme of Immunization |  |  | 1 | 370
2017/12 | Sierra Leone | Port Loko | Koya | Ministry of Health (EPI), UNICEF | Ministry of Health (EPI) | Makalie | health centre | solar fridge | 370 | Expanded Programme of Immunization |  |  | 1 | 370
2017/12 | Sierra Leone | Port Loko | Koya | Ministry of Health (EPI), UNICEF | Ministry of Health (EPI) | Makiteh | health centre | solar fridge | 370 | Expanded Programme of Immunization |  |  | 1 | 370
2017/12 | Sierra Leone | Port Loko | Koya | Ministry of Health (EPI), UNICEF | Ministry of Health (EPI) | Malenki | health centre | solar fridge | 370 | Expanded Programme of Immunization |  |  | 1 | 370
2017/12 | Sierra Leone | Port Loko | Koya | Ministry of Health (EPI), UNICEF | Ministry of Health (EPI) | Masiaka | health centre | solar fridge | 370 | Expanded Programme of Immunization |  |  | 1 | 370
2017/12 | Sierra Leone | Port Loko | Masimra | Ministry of Health (EPI), UNICEF | Ministry of Health (EPI) | Magbele | health centre | solar fridge | 370 | Expanded Programme of Immunization |  |  | 1 | 370
2017/12 | Sierra Leone | Western Urban | Freetown | Ministry of Health (EPI), UNICEF | Ministry of Health (EPI) | Ross Road | health centre | solar fridge | 370 | Expanded Programme of Immunization |  |  | 1 | 370
2017/12 | Sierra Leone | Western Urban | Freetown | Ministry of Health (EPI), UNICEF | Ministry of Health (EPI) | Grey Bush | health centre | solar fridge | 370 | Expanded Programme of Immunization |  |  | 1 | 370
2017/12 | Sierra Leone | Western Urban | Freetown | Ministry of Health (EPI), UNICEF | Ministry of Health (EPI) | Murray Town CHC | health centre | solar fridge | 370 | Expanded Programme of Immunization |  |  | 1 | 370
2017/12 | Sierra Leone | Western Urban | Freetown | Ministry of Health (EPI), UNICEF | Ministry of Health (EPI) | Jenner Wright Clinic | health centre | solar fridge | 370 | Expanded Programme of Immunization |  |  | 1 | 370
2017/12 | Sierra Leone | Western Urban | Freetown | Ministry of Health (EPI), UNICEF | Ministry of Health (EPI) | Stella Maris | health centre | solar fridge | 370 | Expanded Programme of Immunization |  |  | 1 | 370
2017/12 | Sierra Leone | Western Urban | Freetown | Ministry of Health (EPI), UNICEF | Ministry of Health (EPI) | Marie Stopes | health centre | solar fridge | 370 | Expanded Programme of Immunization |  |  | 1 | 370
2017/12 | Sierra Leone | Western Urban | Freetown | Ministry of Health (EPI), UNICEF | Ministry of Health (EPI) | W/A Urban | health centre | solar fridge | 370 | Expanded Programme of Immunization |  |  | 1 | 370
2017/12 | Sierra Leone | Western Urban | Freetown | Ministry of Health (EPI), UNICEF | Ministry of Health (EPI) | W/A Urban | health centre | solar fridge | 370 | Expanded Programme of Immunization |  |  | 1 | 370
2017/12 | Sierra Leone | Western Urban | Freetown | Ministry of Health (EPI), UNICEF | Ministry of Health (EPI) | W/A Urban | health centre | solar fridge | 370 | Expanded Programme of Immunization |  |  | 1 | 370
2017/12 | Sierra Leone | Western Urban | Freetown | Ministry of Health (EPI), UNICEF | Ministry of Health (EPI) | W/A Urban | health centre | solar fridge | 370 | Expanded Programme of Immunization |  |  | 1 | 370
2017/12 | Sierra Leone | Western Urban | Freetown | Ministry of Health (EPI), UNICEF | Ministry of Health (EPI) | W/A Urban | health centre | solar fridge | 370 | Expanded Programme of Immunization |  |  | 1 | 370
2017/12 | Sierra Leone | Western Urban | Freetown | Ministry of Health (EPI), UNICEF | Ministry of Health (EPI) | W/A Urban | health centre | solar fridge | 370 | Expanded Programme of Immunization |  |  | 1 | 370
2017/12 | Sierra Leone | Western Urban | Freetown | Ministry of Health (EPI), UNICEF | Ministry of Health (EPI) | W/A Urban | health centre | solar fridge | 370 | Expanded Programme of Immunization |  |  | 1 | 370
2017/12 | Sierra Leone | Western Urban | Freetown | Ministry of Health (EPI), UNICEF | Ministry of Health (EPI) | Kuntolo CHC | health centre | solar fridge | 370 | Expanded Programme of Immunization |  |  | 1 | 370
2017/12 | Sierra Leone | Western Rural | Western Rural | Ministry of Health (EPI), UNICEF | Ministry of Health (EPI) | Songo | health centre | solar fridge | 370 | Expanded Programme of Immunization |  |  | 1 | 370
2017/12 | Sierra Leone | Western Rural | Western Rural | Ministry of Health (EPI), UNICEF | Ministry of Health (EPI) | Hastings | health centre | solar fridge | 370 | Expanded Programme of Immunization |  |  | 1 | 370
2017/12 | Sierra Leone | Western Rural | Western Rural | Ministry of Health (EPI), UNICEF | Ministry of Health (EPI) | Waterloo | health centre | solar fridge | 370 | Expanded Programme of Immunization |  |  | 1 | 370
2017/12 | Sierra Leone | Western Rural | Western Rural | Ministry of Health (EPI), UNICEF | Ministry of Health (EPI) | Regent | health centre | solar fridge | 370 | Expanded Programme of Immunization |  |  | 1 | 370
2017/12 | Sierra Leone | Western Rural | Western Rural | Ministry of Health (EPI), UNICEF | Ministry of Health (EPI) | Goderich | health centre | solar fridge | 370 | Expanded Programme of Immunization |  |  | 1 | 370
2017/12 | Sierra Leone | Western Rural | Western Rural | Ministry of Health (EPI), UNICEF | Ministry of Health (EPI) | Lakka Ogoo Farm | health centre | solar fridge | 370 | Expanded Programme of Immunization |  |  | 1 | 370
2017/12 | Sierra Leone | Western Rural | Western Rural | Ministry of Health (EPI), UNICEF | Ministry of Health (EPI) | Newton | health centre | solar fridge | 370 | Expanded Programme of Immunization |  |  | 1 | 370
2017/12 | Sierra Leone | Western Rural | Western Rural | Ministry of Health (EPI), UNICEF | Ministry of Health (EPI) | Tombo | health centre | solar fridge | 370 | Expanded Programme of Immunization |  |  | 1 | 370
2017/12 | Sierra Leone | Western Rural | Western Rural | Ministry of Health (EPI), UNICEF | Ministry of Health (EPI) | York | health centre | solar fridge | 370 | Expanded Programme of Immunization |  |  | 1 | 370
2017/12 | Sierra Leone | Western Rural | Western Rural | Ministry of Health (EPI), UNICEF | Ministry of Health (EPI) | Banana Island | health centre | solar fridge | 370 | Expanded Programme of Immunization |  |  | 1 | 370
2017/12 | Sierra Leone | Western Rural | Western Rural | Ministry of Health (EPI), UNICEF | Ministry of Health (EPI) | Lumpa | health centre | solar fridge | 370 | Expanded Programme of Immunization |  |  | 1 | 370
2017/12 | Sierra Leone | Western Rural | Western Rural | Ministry of Health (EPI), UNICEF | Ministry of Health (EPI) | Kissi Town | health centre | solar fridge | 370 | Expanded Programme of Immunization |  |  | 1 | 370
2017/12 | Sierra Leone | Western Rural | Western Rural | Ministry of Health (EPI), UNICEF | Ministry of Health (EPI) | Masorie | health centre | solar fridge | 370 | Expanded Programme of Immunization |  |  | 1 | 370
2017/12 | Sierra Leone | Western Rural | Western Rural | Ministry of Health (EPI), UNICEF | Ministry of Health (EPI) | Kent | health centre | solar fridge | 370 | Expanded Programme of Immunization |  |  | 1 | 370
2017/12 | Sierra Leone | Western Rural | Western Rural | Ministry of Health (EPI), UNICEF | Ministry of Health (EPI) | Jui Police Clinic | health centre | solar fridge | 370 | Expanded Programme of Immunization |  |  | 1 | 370
2017/12 | Sierra Leone | Western Rural | Western Rural | Ministry of Health (EPI), UNICEF | Ministry of Health (EPI) | Leicester | health centre | solar fridge | 370 | Expanded Programme of Immunization |  |  | 1 | 370
2017/12 | Sierra Leone | Western Rural | Western Rural | Ministry of Health (EPI), UNICEF | Ministry of Health (EPI) | Gloucester | health centre | solar fridge | 370 | Expanded Programme of Immunization |  |  | 1 | 370
2017/12 | Sierra Leone | Western Rural | Western Rural | Ministry of Health (EPI), UNICEF | Ministry of Health (EPI) | Campbell Town | health centre | solar fridge | 370 | Expanded Programme of Immunization |  |  | 1 | 370
2017/12 | Sierra Leone | Western Rural | Western Rural | Ministry of Health (EPI), UNICEF | Ministry of Health (EPI) | Mutual Faith Clinic | health centre | solar fridge | 370 | Expanded Programme of Immunization |  |  | 1 | 370
2017/12 | Sierra Leone | Western Rural | Western Rural | Ministry of Health (EPI), UNICEF | Ministry of Health (EPI) | Hamilton | health centre | solar fridge | 370 | Expanded Programme of Immunization |  |  | 1 | 370
2017/12 | Sierra Leone | Western Rural | Western Rural | Ministry of Health (EPI), UNICEF | Ministry of Health (EPI) | Susex | health centre | solar fridge | 370 | Expanded Programme of Immunization |  |  | 1 | 370
2017/12 | Sierra Leone | Western Rural | Western Rural | Ministry of Health (EPI), UNICEF | Ministry of Health (EPI) | John Thorpe | health centre | solar fridge | 370 | Expanded Programme of Immunization |  |  | 1 | 370
2017/12 | Sierra Leone | Western Rural | Western Rural | Ministry of Health (EPI), UNICEF | Ministry of Health (EPI) | Mabureh | health centre | solar fridge | 370 | Expanded Programme of Immunization |  |  | 1 | 370
2017/12 | Sierra Leone | Western Rural | Western Rural | Ministry of Health (EPI), UNICEF | Ministry of Health (EPI) | Crossing | health centre | solar fridge | 370 | Expanded Programme of Immunization |  |  | 1 | 370
2017/12 | Sierra Leone | Western Rural | Western Rural | Ministry of Health (EPI), UNICEF | Ministry of Health (EPI) | Malambay | health centre | solar fridge | 370 | Expanded Programme of Immunization |  |  | 1 | 370
2017/12 | Sierra Leone | Western Rural | Western Rural | Ministry of Health (EPI), UNICEF | Ministry of Health (EPI) | Madaka | health centre | solar fridge | 370 | Expanded Programme of Immunization |  |  | 1 | 370
2017/12 | Sierra Leone | Bo | Badjia | Ministry of Health (EPI), UNICEF | Ministry of Health (EPI) | Ngelehun CHC | health centre | solar fridge | 370 | Expanded Programme of Immunization |  |  | 1 | 370
2017/12 | Sierra Leone | Bo | Baoma | Ministry of Health (EPI), UNICEF | Ministry of Health (EPI) | Pelewahun MCHP | health centre | solar fridge | 370 | Expanded Programme of Immunization |  |  | 1 | 370
2017/12 | Sierra Leone | Bo | Baoma | Ministry of Health (EPI), UNICEF | Ministry of Health (EPI) | Tugbebu CHP | health centre | solar fridge | 370 | Expanded Programme of Immunization |  |  | 1 | 370
2017/12 | Sierra Leone | Bo | Baoma | Ministry of Health (EPI), UNICEF | Ministry of Health (EPI) | Gerehun CHC | health centre | solar fridge | 370 | Expanded Programme of Immunization |  |  | 1 | 370
2017/12 | Sierra Leone | Bo | Baoma | Ministry of Health (EPI), UNICEF | Ministry of Health (EPI) | Gbahama CHP | health centre | solar fridge | 370 | Expanded Programme of Immunization |  |  | 1 | 370
2017/12 | Sierra Leone | Bo | Bargbwe | Ministry of Health (EPI), UNICEF | Ministry of Health (EPI) | Benduma MCHP | health centre | solar fridge | 370 | Expanded Programme of Immunization |  |  | 1 | 370
2017/12 | Sierra Leone | Bo | Bargbwe | Ministry of Health (EPI), UNICEF | Ministry of Health (EPI) | Mendawa MCHP | health centre | solar fridge | 370 | Expanded Programme of Immunization |  |  | 1 | 370
2017/12 | Sierra Leone | Bo | Bargbo | Ministry of Health (EPI), UNICEF | Ministry of Health (EPI) | Bumkaku | health centre | solar fridge | 370 | Expanded Programme of Immunization |  |  | 1 | 370
2017/12 | Sierra Leone | Bo | Bumpe | Ministry of Health (EPI), UNICEF | Ministry of Health (EPI) | Bumpeh CHC | health centre | solar fridge | 370 | Expanded Programme of Immunization |  |  | 1 | 370
2017/12 | Sierra Leone | Bo | Bumpe | Ministry of Health (EPI), UNICEF | Ministry of Health (EPI) | Ngolahun CHC | health centre | solar fridge | 370 | Expanded Programme of Immunization |  |  | 1 | 370
2017/12 | Sierra Leone | Bo | Jaiama Bongor | Ministry of Health (EPI), UNICEF | Ministry of Health (EPI) | Gbaama MCHP | health centre | solar fridge | 370 | Expanded Programme of Immunization |  |  | 1 | 370
2017/12 | Sierra Leone | Bo | Jaiama Bongor | Ministry of Health (EPI), UNICEF | Ministry of Health (EPI) | Mano-Jaiama CHP | health centre | solar fridge | 370 | Expanded Programme of Immunization |  |  | 1 | 370
2017/12 | Sierra Leone | Bo | Jaiama Bongor | Ministry of Health (EPI), UNICEF | Ministry of Health (EPI) | Niayahun CHP | health centre | solar fridge | 370 | Expanded Programme of Immunization |  |  | 1 | 370
2017/12 | Sierra Leone | Bo | Kakau | Ministry of Health (EPI), UNICEF | Ministry of Health (EPI) | Fullawahun MCHP | health centre | solar fridge | 370 | Expanded Programme of Immunization |  |  | 1 | 370
2017/12 | Sierra Leone | Bo | Kakau | Ministry of Health (EPI), UNICEF | Ministry of Health (EPI) | MCH Static | health centre | solar fridge | 370 | Expanded Programme of Immunization |  |  | 1 | 370
2017/12 | Sierra Leone | Bo | Kakau | Ministry of Health (EPI), UNICEF | Ministry of Health (EPI) | CHC New Police Barracks | health centre | solar fridge | 370 | Expanded Programme of Immunization |  |  | 1 | 370
2017/12 | Sierra Leone | Bo | Kakau | Ministry of Health (EPI), UNICEF | Ministry of Health (EPI) | Red Cross Clinic | health centre | solar fridge | 370 | Expanded Programme of Immunization |  |  | 1 | 370
2017/12 | Sierra Leone | Bo | Kakau | Ministry of Health (EPI), UNICEF | Ministry of Health (EPI) | Agape CHC | health centre | solar fridge | 370 | Expanded Programme of Immunization |  |  | 1 | 370
2017/12 | Sierra Leone | Bo | Kakau | Ministry of Health (EPI), UNICEF | Ministry of Health (EPI) | Nafaya MCHP | health centre | solar fridge | 370 | Expanded Programme of Immunization |  |  | 1 | 370
2017/12 | Sierra Leone | Bo | Kakau | Ministry of Health (EPI), UNICEF | Ministry of Health (EPI) | Lyns CHP | health centre | solar fridge | 370 | Expanded Programme of Immunization |  |  | 1 | 370
2017/12 | Sierra Leone | Bo | Kakau | Ministry of Health (EPI), UNICEF | Ministry of Health (EPI) | Ndegbomie MCHP | health centre | solar fridge | 370 | Expanded Programme of Immunization |  |  | 1 | 370
2017/12 | Sierra Leone | Bo | Kakau | Ministry of Health (EPI), UNICEF | Ministry of Health (EPI) | Tegbewabu MCHP | health centre | solar fridge | 370 | Expanded Programme of Immunization |  |  | 1 | 370
2017/12 | Sierra Leone | Bo | Kakau | Ministry of Health (EPI), UNICEF | Ministry of Health (EPI) | Gbotima CHP | health centre | solar fridge | 370 | Expanded Programme of Immunization |  |  | 1 | 370
2017/12 | Sierra Leone | Bo | Kakau | Ministry of Health (EPI), UNICEF | Ministry of Health (EPI) | Yemoh Town CHC | health centre | solar fridge | 370 | Expanded Programme of Immunization |  |  | 1 | 370
2017/12 | Sierra Leone | Bo | Komboya | Ministry of Health (EPI), UNICEF | Ministry of Health (EPI) | Komboya Boaja CHP | health centre | solar fridge | 370 | Expanded Programme of Immunization |  |  | 1 | 370
2017/12 | Sierra Leone | Bo | Komboya | Ministry of Health (EPI), UNICEF | Ministry of Health (EPI) | Njala CHC | health centre | solar fridge | 370 | Expanded Programme of Immunization |  |  | 1 | 370
2017/12 | Sierra Leone | Bo | Lugbu | Ministry of Health (EPI), UNICEF | Ministry of Health (EPI) | Feiba CHP | health centre | solar fridge | 370 | Expanded Programme of Immunization |  |  | 1 | 370
2017/12 | Sierra Leone | Bo | Lugbu | Ministry of Health (EPI), UNICEF | Ministry of Health (EPI) | Kpetewoma CHP | health centre | solar fridge | 370 | Expanded Programme of Immunization |  |  | 1 | 370
2017/12 | Sierra Leone | Bo | Lugbu | Ministry of Health (EPI), UNICEF | Ministry of Health (EPI) | Upper Saama MCHP | health centre | solar fridge | 370 | Expanded Programme of Immunization |  |  | 1 | 370
2017/12 | Sierra Leone | Bo | Lugbu | Ministry of Health (EPI), UNICEF | Ministry of Health (EPI) | Yambama MCHP | health centre | solar fridge | 370 | Expanded Programme of Immunization |  |  | 1 | 370
2017/12 | Sierra Leone | Bo | Nyawa Lenga | Ministry of Health (EPI), UNICEF | Ministry of Health (EPI) | Sahn CHC | health centre | solar fridge | 370 | Expanded Programme of Immunization |  |  | 1 | 370
2017/12 | Sierra Leone | Bo | Nyawa Lenga | Ministry of Health (EPI), UNICEF | Ministry of Health (EPI) | Negbema CHP | health centre | solar fridge | 370 | Expanded Programme of Immunization |  |  | 1 | 370
2017/12 | Sierra Leone | Bo | Tikonko | Ministry of Health (EPI), UNICEF | Ministry of Health (EPI) | Tikonko CHC | health centre | solar fridge | 370 | Expanded Programme of Immunization |  |  | 1 | 370
2017/12 | Sierra Leone | Bo | Tikonko | Ministry of Health (EPI), UNICEF | Ministry of Health (EPI) | Kassama MCHP | health centre | solar fridge | 370 | Expanded Programme of Immunization |  |  | 1 | 370
2017/12 | Sierra Leone | Bo | Tikonko | Ministry of Health (EPI), UNICEF | Ministry of Health (EPI) | Mattru/Rail MCHP | health centre | solar fridge | 370 | Expanded Programme of Immunization |  |  | 1 | 370
2017/12 | Sierra Leone | Bo | Tikonko | Ministry of Health (EPI), UNICEF | Ministry of Health (EPI) | Gondama CHC | health centre | solar fridge | 370 | Expanded Programme of Immunization |  |  | 1 | 370
2017/12 | Sierra Leone | Bo | Tikonko | Ministry of Health (EPI), UNICEF | Ministry of Health (EPI) | Griema MCHP | health centre | solar fridge | 370 | Expanded Programme of Immunization |  |  | 1 | 370
2017/12 | Sierra Leone | Bo | Tikonko | Ministry of Health (EPI), UNICEF | Ministry of Health (EPI) | Sembehun 17 CHC | health centre | solar fridge | 370 | Expanded Programme of Immunization |  |  | 1 | 370
2017/12 | Sierra Leone | Bo | Valunia | Ministry of Health (EPI), UNICEF | Ministry of Health (EPI) | Mongere CHC | health centre | solar fridge | 370 | Expanded Programme of Immunization |  |  | 1 | 370
2017/12 | Sierra Leone | Bo | Valunia | Ministry of Health (EPI), UNICEF | Ministry of Health (EPI) | Griema CHP | health centre | solar fridge | 370 | Expanded Programme of Immunization |  |  | 1 | 370
2017/12 | Sierra Leone | Bo | Valunia | Ministry of Health (EPI), UNICEF | Ministry of Health (EPI) | Njolahun-Jabaty | health centre | solar fridge | 370 | Expanded Programme of Immunization |  |  | 1 | 370
2017/12 | Sierra Leone | Bo | Valunia | Ministry of Health (EPI), UNICEF | Ministry of Health (EPI) | Kpuabu MCHP | health centre | solar fridge | 370 | Expanded Programme of Immunization |  |  | 1 | 370
2017/12 | Sierra Leone | Bo | Wonde | Ministry of Health (EPI), UNICEF | Ministry of Health (EPI) | Bathurst MCHP | health centre | solar fridge | 370 | Expanded Programme of Immunization |  |  | 1 | 370
2017/12 | Sierra Leone | Bo | Wonde | Ministry of Health (EPI), UNICEF | Ministry of Health (EPI) | Fanima MCHP | health centre | solar fridge | 370 | Expanded Programme of Immunization |  |  | 1 | 370
2017/12 | Sierra Leone | Bo | Kakua (DCS) | Ministry of Health (EPI), UNICEF | Ministry of Health (EPI) | DCR | health centre | solar fridge | 370 | Expanded Programme of Immunization |  |  | 1 | 370
2017/12 | Sierra Leone | Bo | Kakua (DCS) | Ministry of Health (EPI), UNICEF | Ministry of Health (EPI) | DCR | health centre | solar fridge | 370 | Expanded Programme of Immunization |  |  | 1 | 370
2017/12 | Sierra Leone | Bo | Kakua (DCS) | Ministry of Health (EPI), UNICEF | Ministry of Health (EPI) | DCR | health centre | solar fridge | 370 | Expanded Programme of Immunization |  |  | 1 | 370
2017/12 | Sierra Leone | Bo | Kakua (DCS) | Ministry of Health (EPI), UNICEF | Ministry of Health (EPI) | DCR | health centre | solar fridge | 370 | Expanded Programme of Immunization |  |  | 1 | 370
2017/12 | Sierra Leone | Bo | Kakua (DCS) | Ministry of Health (EPI), UNICEF | Ministry of Health (EPI) | DCR | health centre | solar fridge | 370 | Expanded Programme of Immunization |  |  | 1 | 370
2017/12 | Sierra Leone | Bo | Kakua (DCS) | Ministry of Health (EPI), UNICEF | Ministry of Health (EPI) | DCR | health centre | solar fridge | 370 | Expanded Programme of Immunization |  |  | 1 | 370
2017/12 | Sierra Leone | Bo | Kakua (DCS) | Ministry of Health (EPI), UNICEF | Ministry of Health (EPI) | DCR | health centre | solar fridge | 370 | Expanded Programme of Immunization |  |  | 1 | 370
2017/12 | Sierra Leone | Bo | Kakua (DCS) | Ministry of Health (EPI), UNICEF | Ministry of Health (EPI) | DCR | health centre | solar fridge | 370 | Expanded Programme of Immunization |  |  | 1 | 370
2017/12 | Sierra Leone | Tonkolili | Kholifa Rawalla | Ministry of Health (EPI), UNICEF | Ministry of Health (EPI) | Magburaka | health centre | solar fridge | 370 | Expanded Programme of Immunization |  |  | 1 | 370
2017/12 | Sierra Leone | Tonkolili | Kholifa Rawalla | Ministry of Health (EPI), UNICEF | Ministry of Health (EPI) | Magburaka | health centre | solar fridge | 370 | Expanded Programme of Immunization |  |  | 1 | 370
2017/12 | Sierra Leone | Tonkolili | Kholifa Rawalla | Ministry of Health (EPI), UNICEF | Ministry of Health (EPI) | Magburaka | health centre | solar fridge | 370 | Expanded Programme of Immunization |  |  | 1 | 370
2017/12 | Sierra Leone | Tonkolili | Kholifa Rawalla | Ministry of Health (EPI), UNICEF | Ministry of Health (EPI) | Masanga | health centre | solar fridge | 370 | Expanded Programme of Immunization |  |  | 1 | 370
2017/12 | Sierra Leone | Tonkolili | Kholifa Rawalla | Ministry of Health (EPI), UNICEF | Ministry of Health (EPI) | Maborie | health centre | solar fridge | 370 | Expanded Programme of Immunization |  |  | 1 | 370
2017/12 | Sierra Leone | Tonkolili | Kalansogoa | Ministry of Health (EPI), UNICEF | Ministry of Health (EPI) | Nikikoroh | health centre | solar fridge | 370 | Expanded Programme of Immunization |  |  | 1 | 370
2017/12 | Sierra Leone | Tonkolili | Sambia bendugu | Ministry of Health (EPI), UNICEF | Ministry of Health (EPI) | Kholifaga | health centre | solar fridge | 370 | Expanded Programme of Immunization |  |  | 1 | 370
2017/12 | Sierra Leone | Tonkolili | Tane | Ministry of Health (EPI), UNICEF | Ministry of Health (EPI) | Rosengbeh | health centre | solar fridge | 370 | Expanded Programme of Immunization |  |  | 1 | 370
2017/12 | Sierra Leone | Tonkolili | Tane | Ministry of Health (EPI), UNICEF | Ministry of Health (EPI) | Mathonkara | health centre | solar fridge | 370 | Expanded Programme of Immunization |  |  | 1 | 370
2017/12 | Sierra Leone | Tonkolili | Tane | Ministry of Health (EPI), UNICEF | Ministry of Health (EPI) | Makurgbeh | health centre | solar fridge | 370 | Expanded Programme of Immunization |  |  | 1 | 370
2017/12 | Sierra Leone | Tonkolili | Kunkie Barina | Ministry of Health (EPI), UNICEF | Ministry of Health (EPI) | Makoni line | health centre | solar fridge | 370 | Expanded Programme of Immunization |  |  | 1 | 370
2017/12 | Sierra Leone | Tonkolili | Kunkie | Ministry of Health (EPI), UNICEF | Ministry of Health (EPI) | Magbanagbom | health centre | solar fridge | 370 | Expanded Programme of Immunization |  |  | 1 | 370
2017/12 | Sierra Leone | Tonkolili | Kunkie | Ministry of Health (EPI), UNICEF | Ministry of Health (EPI) | Mapamurie | health centre | solar fridge | 370 | Expanded Programme of Immunization |  |  | 1 | 370
2017/12 | Sierra Leone | Tonkolili | Gbonkolenken | Ministry of Health (EPI), UNICEF | Ministry of Health (EPI) | Yieben | health centre | solar fridge | 370 | Expanded Programme of Immunization |  |  | 1 | 370
2017/12 | Sierra Leone | Tonkolili | Yoni | Ministry of Health (EPI), UNICEF | Ministry of Health (EPI) | Makoba bana | health centre | solar fridge | 370 | Expanded Programme of Immunization |  |  | 1 | 370
2017/12 | Sierra Leone | Tonkolili | Malal Mara | Ministry of Health (EPI), UNICEF | Ministry of Health (EPI) | Mabai | health centre | solar fridge | 370 | Expanded Programme of Immunization |  |  | 1 | 370
2017/12 | Sierra Leone | Tonkolili | Yoni | Ministry of Health (EPI), UNICEF | Ministry of Health (EPI) | Roruks | health centre | solar fridge | 370 | Expanded Programme of Immunization |  |  | 1 | 370
2017/12 | Sierra Leone | Tonkolili | Yoni | Ministry of Health (EPI), UNICEF | Ministry of Health (EPI) | Bath bana | health centre | solar fridge | 370 | Expanded Programme of Immunization |  |  | 1 | 370
2017/12 | Sierra Leone | Tonkolili | Yoni | Ministry of Health (EPI), UNICEF | Ministry of Health (EPI) | mathoir | health centre | solar fridge | 370 | Expanded Programme of Immunization |  |  | 1 | 370
2017/12 | Sierra Leone | Tonkolili | Yoni | Ministry of Health (EPI), UNICEF | Ministry of Health (EPI) | Mayorgboh | health centre | solar fridge | 370 | Expanded Programme of Immunization |  |  | 1 | 370
2017/12 | Sierra Leone | Tonkolili | Malal Mara | Ministry of Health (EPI), UNICEF | Ministry of Health (EPI) | Manewa | health centre | solar fridge | 370 | Expanded Programme of Immunization |  |  | 1 | 370
2017/12 | Sierra Leone | Bombali | Bombali Sebora | Ministry of Health (EPI), UNICEF | Ministry of Health (EPI) | DCR | health centre | solar fridge | 370 | Expanded Programme of Immunization |  |  | 1 | 370
2017/12 | Sierra Leone | Bombali | Bombali Sebora | Ministry of Health (EPI), UNICEF | Ministry of Health (EPI) | DCR | health centre | solar fridge | 370 | Expanded Programme of Immunization |  |  | 1 | 370
2017/12 | Sierra Leone | Bombali | Bombali Sebora | Ministry of Health (EPI), UNICEF | Ministry of Health (EPI) | DCR | health centre | solar fridge | 370 | Expanded Programme of Immunization |  |  | 1 | 370
2017/12 | Sierra Leone | Bombali | Bombali Sebora | Ministry of Health (EPI), UNICEF | Ministry of Health (EPI) | DCR | health centre | solar fridge | 370 | Expanded Programme of Immunization |  |  | 1 | 370
2017/12 | Sierra Leone | Bombali | Bombali Sebora | Ministry of Health (EPI), UNICEF | Ministry of Health (EPI) | District cold store | health centre | solar fridge | 370 | Expanded Programme of Immunization |  |  | 1 | 370
2017/12 | Sierra Leone | Bombali | Bombali Sebora | Ministry of Health (EPI), UNICEF | Ministry of Health (EPI) | SLRCs | health centre | solar fridge | 370 | Expanded Programme of Immunization |  |  | 1 | 370
2017/12 | Sierra Leone | Bombali | Bombali Sebora | Ministry of Health (EPI), UNICEF | Ministry of Health (EPI) | Loreto clinic | health centre | solar fridge | 370 | Expanded Programme of Immunization |  |  | 1 | 370
2017/12 | Sierra Leone | Bombali | Bombali Sebora | Ministry of Health (EPI), UNICEF | Ministry of Health (EPI) | Robot CHP | health centre | solar fridge | 370 | Expanded Programme of Immunization |  |  | 1 | 370
2017/12 | Sierra Leone | Bombali | Bombali Sebora | Ministry of Health (EPI), UNICEF | Ministry of Health (EPI) | Teko CHP | health centre | solar fridge | 370 | Expanded Programme of Immunization |  |  | 1 | 370
2017/12 | Sierra Leone | Bombali | Mkarie Gbanti | Ministry of Health (EPI), UNICEF | Ministry of Health (EPI) | Makarie CHP | health centre | solar fridge | 370 | Expanded Programme of Immunization |  |  | 1 | 370
2017/12 | Sierra Leone | Bombali | Mkarie Gbanti | Ministry of Health (EPI), UNICEF | Ministry of Health (EPI) | kunsho CHP | health centre | solar fridge | 370 | Expanded Programme of Immunization |  |  | 1 | 370
2017/12 | Sierra Leone | Bombali | Mkarie Gbanti | Ministry of Health (EPI), UNICEF | Ministry of Health (EPI) | FullahTown ll CHP | health centre | solar fridge | 370 | Expanded Programme of Immunization |  |  | 1 | 370
2017/12 | Sierra Leone | Bombali | Mkarie Gbanti | Ministry of Health (EPI), UNICEF | Ministry of Health (EPI) | Magbaikolie MCHP | health centre | solar fridge | 370 | Expanded Programme of Immunization |  |  | 1 | 370
2017/12 | Sierra Leone | Bombali | Libiesaygahun | Ministry of Health (EPI), UNICEF | Ministry of Health (EPI) | Batkanu CHC | health centre | solar fridge | 370 | Expanded Programme of Immunization |  |  | 1 | 370
2017/12 | Sierra Leone | Bombali | Libiesaygahun | Ministry of Health (EPI), UNICEF | Ministry of Health (EPI) | Gbonkonka CHP | health centre | solar fridge | 370 | Expanded Programme of Immunization |  |  | 1 | 370
2017/12 | Sierra Leone | Bombali | Libiesaygahun | Ministry of Health (EPI), UNICEF | Ministry of Health (EPI) | Kaimunday MCHP | health centre | solar fridge | 370 | Expanded Programme of Immunization |  |  | 1 | 370
2017/12 | Sierra Leone | Bombali | Paki masabong | Ministry of Health (EPI), UNICEF | Ministry of Health (EPI) | Masingbi lol CHP | health centre | solar fridge | 370 | Expanded Programme of Immunization |  |  | 1 | 370
2017/12 | Sierra Leone | Bombali | Snada Tendaren | Ministry of Health (EPI), UNICEF | Ministry of Health (EPI) | Rokulan CHP | health centre | solar fridge | 370 | Expanded Programme of Immunization |  |  | 1 | 370
2017/12 | Sierra Leone | Bombali | Snada Tendaren | Ministry of Health (EPI), UNICEF | Ministry of Health (EPI) | Robgbin CHP | health centre | solar fridge | 370 | Expanded Programme of Immunization |  |  | 1 | 370
2017/12 | Sierra Leone | Bombali | Gbanti Kamaranka | Ministry of Health (EPI), UNICEF | Ministry of Health (EPI) | Kamaranka CHC | health centre | solar fridge | 370 | Expanded Programme of Immunization |  |  | 1 | 370
2017/12 | Sierra Leone | Bombali | Sanda Loko | Ministry of Health (EPI), UNICEF | Ministry of Health (EPI) | Madina Fullah MCHP | health centre | solar fridge | 370 | Expanded Programme of Immunization |  |  | 1 | 370
2017/12 | Sierra Leone | Bombali | Tambaka | Ministry of Health (EPI), UNICEF | Ministry of Health (EPI) | Fintonia CHC | health centre | solar fridge | 370 | Expanded Programme of Immunization |  |  | 1 | 370
2017/12 | Sierra Leone | Bombali | Tambaka | Ministry of Health (EPI), UNICEF | Ministry of Health (EPI) | Sanya CHP | health centre | solar fridge | 370 | Expanded Programme of Immunization |  |  | 1 | 370
2017/12 | Sierra Leone | Koinadugu | W.W. Yagala | Ministry of Health (EPI), UNICEF | Ministry of Health (EPI) | YATAYA CHP | health centre | solar fridge | 370 | Expanded Programme of Immunization |  |  | 1 | 370
2017/12 | Sierra Leone | Koinadugu | W.W. Yagala | Ministry of Health (EPI), UNICEF | Ministry of Health (EPI) | Heremakono CHP | health centre | solar fridge | 370 | Expanded Programme of Immunization |  |  | 1 | 370
2017/12 | Sierra Leone | Koinadugu | Sengbe | Ministry of Health (EPI), UNICEF | Ministry of Health (EPI) | Koinadugu 11 CHC | health centre | solar fridge | 370 | Expanded Programme of Immunization |  |  | 1 | 370
2017/12 | Sierra Leone | Koinadugu | Sengbe | Ministry of Health (EPI), UNICEF | Ministry of Health (EPI) | Yiraia CHP | health centre | solar fridge | 370 | Expanded Programme of Immunization |  |  | 1 | 370
2017/12 | Sierra Leone | Koinadugu | W.W. Yagala | Ministry of Health (EPI), UNICEF | Ministry of Health (EPI) | District Cold Stores | health centre | solar fridge | 370 | Expanded Programme of Immunization |  |  | 1 | 370
2017/12 | Sierra Leone | Koinadugu | W.W. Yagala | Ministry of Health (EPI), UNICEF | Ministry of Health (EPI) | District Cold Stores | health centre | solar fridge | 370 | Expanded Programme of Immunization |  |  | 1 | 370
2017/12 | Sierra Leone | Koinadugu | W.W. Yagala | Ministry of Health (EPI), UNICEF | Ministry of Health (EPI) | District Cold Stores | health centre | solar fridge | 370 | Expanded Programme of Immunization |  |  | 1 | 370
2017/12 | Sierra Leone | Koinadugu | Sengbe | Ministry of Health (EPI), UNICEF | Ministry of Health (EPI) | Gbenikoro | health centre | solar fridge | 370 | Expanded Programme of Immunization |  |  | 1 | 370
2017/12 | Sierra Leone | Koinadugu | Sengbe | Ministry of Health (EPI), UNICEF | Ministry of Health (EPI) | Dankawalie | health centre | solar fridge | 370 | Expanded Programme of Immunization |  |  | 1 | 370
2017/12 | Sierra Leone | Koinadugu | Diang | Ministry of Health (EPI), UNICEF | Ministry of Health (EPI) | Lengekoro | health centre | solar fridge | 370 | Expanded Programme of Immunization |  |  | 1 | 370
2017/12 | Sierra Leone | Koinadugu | Diang | Ministry of Health (EPI), UNICEF | Ministry of Health (EPI) | Foria | health centre | solar fridge | 370 | Expanded Programme of Immunization |  |  | 1 | 370
2017/12 | Sierra Leone | Koinadugu | Diang | Ministry of Health (EPI), UNICEF | Ministry of Health (EPI) | Yarah | health centre | solar fridge | 370 | Expanded Programme of Immunization |  |  | 1 | 370
2017/12 | Sierra Leone | Koinadugu | Diang | Ministry of Health (EPI), UNICEF | Ministry of Health (EPI) | Kania | health centre | solar fridge | 370 | Expanded Programme of Immunization |  |  | 1 | 370
2017/12 | Sierra Leone | Koinadugu | Nennie | Ministry of Health (EPI), UNICEF | Ministry of Health (EPI) | Fankoya | health centre | solar fridge | 370 | Expanded Programme of Immunization |  |  | 1 | 370
2017/12 | Sierra Leone | Koinadugu | Nennie | Ministry of Health (EPI), UNICEF | Ministry of Health (EPI) | Firawa | health centre | solar fridge | 370 | Expanded Programme of Immunization |  |  | 1 | 370
2017/12 | Sierra Leone | Koinadugu | Neya | Ministry of Health (EPI), UNICEF | Ministry of Health (EPI) | Porpon | health centre | solar fridge | 370 | Expanded Programme of Immunization |  |  | 1 | 370
2017/12 | Sierra Leone | Koinadugu | Neya | Ministry of Health (EPI), UNICEF | Ministry of Health (EPI) | Bandapirie | health centre | solar fridge | 370 | Expanded Programme of Immunization |  |  | 1 | 370
2017/12 | Sierra Leone | Koinadugu | Mongor | Ministry of Health (EPI), UNICEF | Ministry of Health (EPI) | Gberefeh | health centre | solar fridge | 370 | Expanded Programme of Immunization |  |  | 1 | 370
2017/12 | Sierra Leone | Koinadugu | Mongor | Ministry of Health (EPI), UNICEF | Ministry of Health (EPI) | Serekolia | health centre | solar fridge | 370 | Expanded Programme of Immunization |  |  | 1 | 370
2017/12 | Sierra Leone | Koinadugu | Mongor | Ministry of Health (EPI), UNICEF | Ministry of Health (EPI) | Kombilie | health centre | solar fridge | 370 | Expanded Programme of Immunization |  |  | 1 | 370
2017/12 | Sierra Leone | Koinadugu | Mongor | Ministry of Health (EPI), UNICEF | Ministry of Health (EPI) | Mansadu | health centre | solar fridge | 370 | Expanded Programme of Immunization |  |  | 1 | 370
2017/12 | Sierra Leone | Koinadugu | Mongor | Ministry of Health (EPI), UNICEF | Ministry of Health (EPI) | Mongo Kamaron | health centre | solar fridge | 370 | Expanded Programme of Immunization |  |  | 1 | 370
2017/12 | Sierra Leone | Koinadugu | Sulima | Ministry of Health (EPI), UNICEF | Ministry of Health (EPI) | Falaba | health centre | solar fridge | 370 | Expanded Programme of Immunization |  |  | 1 | 370
2017/12 | Sierra Leone | Koinadugu | Sulima | Ministry of Health (EPI), UNICEF | Ministry of Health (EPI) | Gberia Timbakor | health centre | solar fridge | 370 | Expanded Programme of Immunization |  |  | 1 | 370
2017/12 | Sierra Leone | Koinadugu | Follo Saba Dembelia | Ministry of Health (EPI), UNICEF | Ministry of Health (EPI) | Dogoloya | health centre | solar fridge | 370 | Expanded Programme of Immunization |  |  | 1 | 370
2017/12 | Sierra Leone | Koinadugu | Follo Saba Dembelia | Ministry of Health (EPI), UNICEF | Ministry of Health (EPI) | Hamdalai | health centre | solar fridge | 370 | Expanded Programme of Immunization |  |  | 1 | 370
2017/12 | Sierra Leone | Koinadugu | Wara Bafodia | Ministry of Health (EPI), UNICEF | Ministry of Health (EPI) | Theillia | health centre | solar fridge | 370 | Expanded Programme of Immunization |  |  | 1 | 370
2017/12 | Sierra Leone | Koinadugu | Wara Bafodia | Ministry of Health (EPI), UNICEF | Ministry of Health (EPI) | Kakoya | health centre | solar fridge | 370 | Expanded Programme of Immunization |  |  | 1 | 370
2017/12 | Sierra Leone | Koinadugu | Kosonko | Ministry of Health (EPI), UNICEF | Ministry of Health (EPI) | Kagbasia | health centre | solar fridge | 370 | Expanded Programme of Immunization |  |  | 1 | 370
2017/12 | Sierra Leone | Koinadugu | Kosonko | Ministry of Health (EPI), UNICEF | Ministry of Health (EPI) | Sawuria | health centre | solar fridge | 370 | Expanded Programme of Immunization |  |  | 1 | 370
2017/12 | Sierra Leone | Koinadugu | Kosonko | Ministry of Health (EPI), UNICEF | Ministry of Health (EPI) | Kasanikoro | health centre | solar fridge | 370 | Expanded Programme of Immunization |  |  | 1 | 370
2017/12 | Sierra Leone | Kambia | Tonko Limba | Ministry of Health (EPI), UNICEF | Ministry of Health (EPI) | YEBAYA MCHP | health centre | solar fridge | 370 | Expanded Programme of Immunization |  |  | 1 | 370
2017/12 | Sierra Leone | Kambia | Tonko Limba | Ministry of Health (EPI), UNICEF | Ministry of Health (EPI) | KAMAWALLA MCHP | health centre | solar fridge | 370 | Expanded Programme of Immunization |  |  | 1 | 370
2017/12 | Sierra Leone | Kambia | Tonko Limba | Ministry of Health (EPI), UNICEF | Ministry of Health (EPI) | KANIA | health centre | solar fridge | 370 | Expanded Programme of Immunization |  |  | 1 | 370
2017/12 | Sierra Leone | Kambia | Masungbala | Ministry of Health (EPI), UNICEF | Ministry of Health (EPI) | KAWULA | health centre | solar fridge | 370 | Expanded Programme of Immunization |  |  | 1 | 370
2017/12 | Sierra Leone | Kambia | Masungbala | Ministry of Health (EPI), UNICEF | Ministry of Health (EPI) | BAMOI MUNU | health centre | solar fridge | 370 | Expanded Programme of Immunization |  |  | 1 | 370
2017/12 | Sierra Leone | Kambia | Masungbala | Ministry of Health (EPI), UNICEF | Ministry of Health (EPI) | GBALLAN THALLA | health centre | solar fridge | 370 | Expanded Programme of Immunization |  |  | 1 | 370
2017/12 | Sierra Leone | Kambia | Gbinleh Dixon | Ministry of Health (EPI), UNICEF | Ministry of Health (EPI) | GBALAMUYA | health centre | solar fridge | 370 | Expanded Programme of Immunization |  |  | 1 | 370
2017/12 | Sierra Leone | Kambia | Gbinleh Dixon | Ministry of Health (EPI), UNICEF | Ministry of Health (EPI) | FODAYA MCHP | health centre | solar fridge | 370 | Expanded Programme of Immunization |  |  | 1 | 370
2017/12 | Sierra Leone | Kambia | Bramaia | Ministry of Health (EPI), UNICEF | Ministry of Health (EPI) | SHEKAIA | health centre | solar fridge | 370 | Expanded Programme of Immunization |  |  | 1 | 370
2017/12 | Sierra Leone | Kambia | Mambolo | Ministry of Health (EPI), UNICEF | Ministry of Health (EPI) | ROMANDO | health centre | solar fridge | 370 | Expanded Programme of Immunization |  |  | 1 | 370
2017/12 | Sierra Leone | Kambia | Samu | Ministry of Health (EPI), UNICEF | Ministry of Health (EPI) | MAFUFUNEH | health centre | solar fridge | 370 | Expanded Programme of Immunization |  |  | 1 | 370
2017/12 | Sierra Leone | Bonthe | Jong | Ministry of Health (EPI), UNICEF | Ministry of Health (EPI) | Semabu | health centre | solar fridge | 370 | Expanded Programme of Immunization |  |  | 1 | 370
2017/12 | Sierra Leone | Bonthe | Jong | Ministry of Health (EPI), UNICEF | Ministry of Health (EPI) | Kabati | health centre | solar fridge | 370 | Expanded Programme of Immunization |  |  | 1 | 370
2017/12 | Sierra Leone | Bonthe | Jong | Ministry of Health (EPI), UNICEF | Ministry of Health (EPI) | Komende | health centre | solar fridge | 370 | Expanded Programme of Immunization |  |  | 1 | 370
2017/12 | Sierra Leone | Bonthe | Jong | Ministry of Health (EPI), UNICEF | Ministry of Health (EPI) | Gbaniga | health centre | solar fridge | 370 | Expanded Programme of Immunization |  |  | 1 | 370
2017/12 | Sierra Leone | Bonthe | Jong | Ministry of Health (EPI), UNICEF | Ministry of Health (EPI) | Mongewa | health centre | solar fridge | 370 | Expanded Programme of Immunization |  |  | 1 | 370
2017/12 | Sierra Leone | Bonthe | Kpanda Kemoh | Ministry of Health (EPI), UNICEF | Ministry of Health (EPI) | Gbonge | health centre | solar fridge | 370 | Expanded Programme of Immunization |  |  | 1 | 370
2017/12 | Sierra Leone | Bonthe | Kpanda Kemoh | Ministry of Health (EPI), UNICEF | Ministry of Health (EPI) | Lawana | health centre | solar fridge | 370 | Expanded Programme of Immunization |  |  | 1 | 370
2017/12 | Sierra Leone | Bonthe | Kpanda Kemoh | Ministry of Health (EPI), UNICEF | Ministry of Health (EPI) | Senjehun | health centre | solar fridge | 370 | Expanded Programme of Immunization |  |  | 1 | 370
2017/12 | Sierra Leone | Bonthe | Yawbeko | Ministry of Health (EPI), UNICEF | Ministry of Health (EPI) | Talia | health centre | solar fridge | 370 | Expanded Programme of Immunization |  |  | 1 | 370
2017/12 | Sierra Leone | Bonthe | Yawbeko | Ministry of Health (EPI), UNICEF | Ministry of Health (EPI) | Senehun Gbioh | health centre | solar fridge | 370 | Expanded Programme of Immunization |  |  | 1 | 370
2017/12 | Sierra Leone | Bonthe | Imperi | Ministry of Health (EPI), UNICEF | Ministry of Health (EPI) | Moriba -town | health centre | solar fridge | 370 | Expanded Programme of Immunization |  |  | 1 | 370
2017/12 | Sierra Leone | Bonthe | Imperi | Ministry of Health (EPI), UNICEF | Ministry of Health (EPI) | Gbangbalia | health centre | solar fridge | 370 | Expanded Programme of Immunization |  |  | 1 | 370
2017/12 | Sierra Leone | Bonthe | Imperi | Ministry of Health (EPI), UNICEF | Ministry of Health (EPI) | Yorgoi | health centre | solar fridge | 370 | Expanded Programme of Immunization |  |  | 1 | 370
2017/12 | Sierra Leone | Bonthe | Imperi | Ministry of Health (EPI), UNICEF | Ministry of Health (EPI) | Victoria | health centre | solar fridge | 370 | Expanded Programme of Immunization |  |  | 1 | 370
2017/12 | Sierra Leone | Bonthe | Imperi | Ministry of Health (EPI), UNICEF | Ministry of Health (EPI) | Jangallor | health centre | solar fridge | 370 | Expanded Programme of Immunization |  |  | 1 | 370
2017/12 | Sierra Leone | Bonthe | Sittia | Ministry of Health (EPI), UNICEF | Ministry of Health (EPI) | Mania | health centre | solar fridge | 370 | Expanded Programme of Immunization |  |  | 1 | 370
2017/12 | Sierra Leone | Bonthe | Sittia | Ministry of Health (EPI), UNICEF | Ministry of Health (EPI) | Delken | health centre | solar fridge | 370 | Expanded Programme of Immunization |  |  | 1 | 370
2017/12 | Sierra Leone | Bonthe | Dema | Ministry of Health (EPI), UNICEF | Ministry of Health (EPI) | Baoma | health centre | solar fridge | 370 | Expanded Programme of Immunization |  |  | 1 | 370
2017/12 | Sierra Leone | Bonthe | Bonthe Island Municipality | Ministry of Health (EPI), UNICEF | Ministry of Health (EPI) | Under 5 Bonthe Town | health centre | solar fridge | 370 | Expanded Programme of Immunization |  |  | 1 | 370
2017/12 | Sierra Leone | Bonthe | Bum | Ministry of Health (EPI), UNICEF | Ministry of Health (EPI) | Torma bum | health centre | solar fridge | 370 | Expanded Programme of Immunization |  |  | 1 | 370
2017/12 | Sierra Leone | Bonthe | Bendu-Cha | Ministry of Health (EPI), UNICEF | Ministry of Health (EPI) | Mindohun | health centre | solar fridge | 370 | Expanded Programme of Immunization |  |  | 1 | 370
2017/12 | Sierra Leone | Bonthe | Sogbini | Ministry of Health (EPI), UNICEF | Ministry of Health (EPI) | Tihun | health centre | solar fridge | 370 | Expanded Programme of Immunization |  |  | 1 | 370
2017/12 | Sierra Leone | Bonthe | Sogbini | Ministry of Health (EPI), UNICEF | Ministry of Health (EPI) | Kanga | health centre | solar fridge | 370 | Expanded Programme of Immunization |  |  | 1 | 370
2017/12 | Sierra Leone | Bonthe | Sogbini | Ministry of Health (EPI), UNICEF | Ministry of Health (EPI) | Mando | health centre | solar fridge | 370 | Expanded Programme of Immunization |  |  | 1 | 370
2017/12 | Sierra Leone | Bonthe | Nongoba-Bullom | Ministry of Health (EPI), UNICEF | Ministry of Health (EPI) | Minah | health centre | solar fridge | 370 | Expanded Programme of Immunization |  |  | 1 | 370
2017/12 | Sierra Leone | Bonthe | Jong | Ministry of Health (EPI), UNICEF | Ministry of Health (EPI) | DCR | health centre | solar fridge | 370 | Expanded Programme of Immunization |  |  | 1 | 370
2017/12 | Sierra Leone | Bonthe | Jong | Ministry of Health (EPI), UNICEF | Ministry of Health (EPI) | DCR | health centre | solar fridge | 370 | Expanded Programme of Immunization |  |  | 1 | 370
2017/12 | Sierra Leone | Bonthe | Jong | Ministry of Health (EPI), UNICEF | Ministry of Health (EPI) | DCR | health centre | solar fridge | 370 | Expanded Programme of Immunization |  |  | 1 | 370
2017/12 | Sierra Leone | Bonthe | Jong | Ministry of Health (EPI), UNICEF | Ministry of Health (EPI) | DCR | health centre | solar fridge | 370 | Expanded Programme of Immunization |  |  | 1 | 370
2017/12 | Sierra Leone | Bonthe | Jong | Ministry of Health (EPI), UNICEF | Ministry of Health (EPI) | DCR | health centre | solar fridge | 370 | Expanded Programme of Immunization |  |  | 1 | 370
2017/12 | Sierra Leone | Bonthe | Jong | Ministry of Health (EPI), UNICEF | Ministry of Health (EPI) | Mattru | health centre | solar fridge | 370 | Expanded Programme of Immunization |  |  | 1 | 370
2017/12 | Sierra Leone | Bonthe | Bonthe Island Municipality | Ministry of Health (EPI), UNICEF | Ministry of Health (EPI) | York Island | health centre | solar fridge | 370 | Expanded Programme of Immunization |  |  | 1 | 370
2017/12 | Sierra Leone | Bonthe | Bonthe Island Municipality | Ministry of Health (EPI), UNICEF | Ministry of Health (EPI) | St. Joseph CHP | health centre | solar fridge | 370 | Expanded Programme of Immunization |  |  | 1 | 370
2017/12 | Sierra Leone | Bonthe | Bum | Ministry of Health (EPI), UNICEF | Ministry of Health (EPI) | Ngessehun CHP | health centre | solar fridge | 370 | Expanded Programme of Immunization |  |  | 1 | 370
2017/12 | Sierra Leone | Bonthe | Bum | Ministry of Health (EPI), UNICEF | Ministry of Health (EPI) | Maamie CHC | health centre | solar fridge | 370 | Expanded Programme of Immunization |  |  | 1 | 370
2017/12 | Sierra Leone | Bonthe | Imperi | Ministry of Health (EPI), UNICEF | Ministry of Health (EPI) | Imperi Junctionla MCHP | health centre | solar fridge | 370 | Expanded Programme of Immunization |  |  | 1 | 370
2017/12 | Sierra Leone | Moyamba | Kargboro Zone 5 | Ministry of Health (EPI), UNICEF | Ministry of Health (EPI) | Mokaisumana CHC | health centre | solar fridge | 370 | Expanded Programme of Immunization |  |  | 1 | 370
2017/12 | Sierra Leone | Moyamba | Kargboro Zone 5 | Ministry of Health (EPI), UNICEF | Ministry of Health (EPI) | Pabae MCHP | health centre | solar fridge | 370 | Expanded Programme of Immunization |  |  | 1 | 370
2017/12 | Sierra Leone | Moyamba | Bagruwa Zone 5 | Ministry of Health (EPI), UNICEF | Ministry of Health (EPI) | Benkeh | health centre | solar fridge | 370 | Expanded Programme of Immunization |  |  | 1 | 370
2017/12 | Sierra Leone | Moyamba | Bagruwa Zone 5 | Ministry of Health (EPI), UNICEF | Ministry of Health (EPI) | kawaya | health centre | solar fridge | 370 | Expanded Programme of Immunization |  |  | 1 | 370
2017/12 | Sierra Leone | Moyamba | Bagruwa Zone 5 | Ministry of Health (EPI), UNICEF | Ministry of Health (EPI) | Mokasie | health centre | solar fridge | 370 | Expanded Programme of Immunization |  |  | 1 | 370
2017/12 | Sierra Leone | Moyamba | Bumpeh Zone 1 | Ministry of Health (EPI), UNICEF | Ministry of Health (EPI) | Motorbong | health centre | solar fridge | 370 | Expanded Programme of Immunization |  |  | 1 | 370
2017/12 | Sierra Leone | Moyamba | Bumpeh Zone 1 | Ministry of Health (EPI), UNICEF | Ministry of Health (EPI) | Moyeamoh | health centre | solar fridge | 370 | Expanded Programme of Immunization |  |  | 1 | 370
2017/12 | Sierra Leone | Moyamba | Bumpeh Zone 1 | Ministry of Health (EPI), UNICEF | Ministry of Health (EPI) | Yangessa | health centre | solar fridge | 370 | Expanded Programme of Immunization |  |  | 1 | 370
2017/12 | Sierra Leone | Moyamba | Dasse Zone 3 | Ministry of Health (EPI), UNICEF | Ministry of Health (EPI) | Mano | health centre | solar fridge | 370 | Expanded Programme of Immunization |  |  | 1 | 370
2017/12 | Sierra Leone | Moyamba | Dasse Zone 3 | Ministry of Health (EPI), UNICEF | Ministry of Health (EPI) | Mogbaske | health centre | solar fridge | 370 | Expanded Programme of Immunization |  |  | 1 | 370
2017/12 | Sierra Leone | Moyamba | Dasse Zone 3 | Ministry of Health (EPI), UNICEF | Ministry of Health (EPI) | Taninihun Kapuima | health centre | solar fridge | 370 | Expanded Programme of Immunization |  |  | 1 | 370
2017/12 | Sierra Leone | Moyamba | Fakunya Zone 2 | Ministry of Health (EPI), UNICEF | Ministry of Health (EPI) | Mokellay | health centre | solar fridge | 370 | Expanded Programme of Immunization |  |  | 1 | 370
2017/12 | Sierra Leone | Moyamba | Fakunya Zone 2 | Ministry of Health (EPI), UNICEF | Ministry of Health (EPI) | Mokorewa | health centre | solar fridge | 370 | Expanded Programme of Immunization |  |  | 1 | 370
2017/12 | Sierra Leone | Moyamba | Fakunya Zone 2 | Ministry of Health (EPI), UNICEF | Ministry of Health (EPI) | Moyamba Junction | health centre | solar fridge | 370 | Expanded Programme of Immunization |  |  | 1 | 370
2017/12 | Sierra Leone | Moyamba | Fakunya Zone 2 | Ministry of Health (EPI), UNICEF | Ministry of Health (EPI) | Moyollo | health centre | solar fridge | 370 | Expanded Programme of Immunization |  |  | 1 | 370
2017/12 | Sierra Leone | Moyamba | Fakunya Zone 2 | Ministry of Health (EPI), UNICEF | Ministry of Health (EPI) | Rotawa | health centre | solar fridge | 370 | Expanded Programme of Immunization |  |  | 1 | 370
2017/12 | Sierra Leone | Moyamba | Fakunya Zone 2 | Ministry of Health (EPI), UNICEF | Ministry of Health (EPI) | Ngandorhun | health centre | solar fridge | 370 | Expanded Programme of Immunization |  |  | 1 | 370
2017/12 | Sierra Leone | Moyamba | Kayamba Zone 2 | Ministry of Health (EPI), UNICEF | Ministry of Health (EPI) | Gbonjeima | health centre | solar fridge | 370 | Expanded Programme of Immunization |  |  | 1 | 370
2017/12 | Sierra Leone | Moyamba | Kaiyamba Zone 2 | Ministry of Health (EPI), UNICEF | Ministry of Health (EPI) | Kagbortuma | health centre | solar fridge | 370 | Expanded Programme of Immunization |  |  | 1 | 370
2017/12 | Sierra Leone | Moyamba | Kayamba Zone 2 | Ministry of Health (EPI), UNICEF | Ministry of Health (EPI) | Kangahun | health centre | solar fridge | 370 | Expanded Programme of Immunization |  |  | 1 | 370
2017/12 | Sierra Leone | Moyamba | Kaiyamba Zone 2 | Ministry of Health (EPI), UNICEF | Ministry of Health (EPI) | Levuma | health centre | solar fridge | 370 | Expanded Programme of Immunization |  |  | 1 | 370
2017/12 | Sierra Leone | Moyamba | Kamajei Zone 4 | Ministry of Health (EPI), UNICEF | Ministry of Health (EPI) | Senehun Ngegbeh | health centre | solar fridge | 370 | Expanded Programme of Immunization |  |  | 1 | 370
2017/12 | Sierra Leone | Moyamba | Kargboro Zone 5 | Ministry of Health (EPI), UNICEF | Ministry of Health (EPI) | Bumpetoke | health centre | solar fridge | 370 | Expanded Programme of Immunization |  |  | 1 | 370
2017/12 | Sierra Leone | Moyamba | Kargboro Zone 5 | Ministry of Health (EPI), UNICEF | Ministry of Health (EPI) | Mokainsumana | health centre | solar fridge | 370 | Expanded Programme of Immunization |  |  | 1 | 370
2017/12 | Sierra Leone | Moyamba | Kargboro Zone 5 | Ministry of Health (EPI), UNICEF | Ministry of Health (EPI) | Mokandor | health centre | solar fridge | 370 | Expanded Programme of Immunization |  |  | 1 | 370
2017/12 | Sierra Leone | Moyamba | Kargboro Zone 5 | Ministry of Health (EPI), UNICEF | Ministry of Health (EPI) | Mopeille | health centre | solar fridge | 370 | Expanded Programme of Immunization |  |  | 1 | 370
2017/12 | Sierra Leone | Moyamba | Kargboro Zone 5 | Ministry of Health (EPI), UNICEF | Ministry of Health (EPI) | Shenge | health centre | solar fridge | 370 | Expanded Programme of Immunization |  |  | 1 | 370
2017/12 | Sierra Leone | Moyamba | Kargboro Zone 5 | Ministry of Health (EPI), UNICEF | Ministry of Health (EPI) | Yorgborfor | health centre | solar fridge | 370 | Expanded Programme of Immunization |  |  | 1 | 370
2017/12 | Sierra Leone | Moyamba | Kaiyamba Zone 2 | Ministry of Health (EPI), UNICEF | Ministry of Health (EPI) | DCR | health centre | solar fridge | 370 | Expanded Programme of Immunization |  |  | 1 | 370
2017/12 | Sierra Leone | Moyamba | Kaiyamba Zone 2 | Ministry of Health (EPI), UNICEF | Ministry of Health (EPI) | Moyamba DCS | health centre | solar fridge | 370 | Expanded Programme of Immunization |  |  | 1 | 370
2017/12 | Sierra Leone | Moyamba | Kaiyamba Zone 2 | Ministry of Health (EPI), UNICEF | Ministry of Health (EPI) | DCR | health centre | solar fridge | 370 | Expanded Programme of Immunization |  |  | 1 | 370
2017/12 | Sierra Leone | Moyamba | Kaiyamba Zone 2 | Ministry of Health (EPI), UNICEF | Ministry of Health (EPI) | DCR | health centre | solar fridge | 370 | Expanded Programme of Immunization |  |  | 1 | 370
2017/12 | Sierra Leone | Moyamba | Kaiyamba Zone 2 | Ministry of Health (EPI), UNICEF | Ministry of Health (EPI) | DCR | health centre | solar fridge | 370 | Expanded Programme of Immunization |  |  | 1 | 370
2017/12 | Sierra Leone | Moyamba | Kaiyamba Zone 2 | Ministry of Health (EPI), UNICEF | Ministry of Health (EPI) | DCR | health centre | solar fridge | 370 | Expanded Programme of Immunization |  |  | 1 | 370
2017/12 | Sierra Leone | Moyamba | Kaiyamba Zone 2 | Ministry of Health (EPI), UNICEF | Ministry of Health (EPI) | Moyamba DCS | health centre | solar fridge | 370 | Expanded Programme of Immunization |  |  | 1 | 370
2017/12 | Sierra Leone | Moyamba | Kaiyamba Zone 2 | Ministry of Health (EPI), UNICEF | Ministry of Health (EPI) | DCR | health centre | solar fridge | 370 | Expanded Programme of Immunization |  |  | 1 | 370
2017/12 | Sierra Leone | Moyamba | Kaiyamba Zone 2 | Ministry of Health (EPI), UNICEF | Ministry of Health (EPI) | Moyamba DCS | health centre | solar fridge | 370 | Expanded Programme of Immunization |  |  | 1 | 370
2017/12 | Sierra Leone | Moyamba | Kaiyamba Zone 2 | Ministry of Health (EPI), UNICEF | Ministry of Health (EPI) | Moyamba DCS | health centre | solar fridge | 370 | Expanded Programme of Immunization |  |  | 1 | 370
2017/12 | Sierra Leone | Moyamba | Kaiyamba Zone 2 | Ministry of Health (EPI), UNICEF | Ministry of Health (EPI) | Yoyema | health centre | solar fridge | 370 | Expanded Programme of Immunization |  |  | 1 | 370
2017/12 | Sierra Leone | Moyamba | Kongbora Zone 1 | Ministry of Health (EPI), UNICEF | Ministry of Health (EPI) | Magbenka | health centre | solar fridge | 370 | Expanded Programme of Immunization |  |  | 1 | 370
2017/12 | Sierra Leone | Moyamba | Kori Zone 4 | Ministry of Health (EPI), UNICEF | Ministry of Health (EPI) | Bailago | health centre | solar fridge | 370 | Expanded Programme of Immunization |  |  | 1 | 370
2017/12 | Sierra Leone | Moyamba | Kori Zone 4 | Ministry of Health (EPI), UNICEF | Ministry of Health (EPI) | Fogbo | health centre | solar fridge | 370 | Expanded Programme of Immunization |  |  | 1 | 370
2017/12 | Sierra Leone | Moyamba | Kori Zone 4 | Ministry of Health (EPI), UNICEF | Ministry of Health (EPI) | Konda | health centre | solar fridge | 370 | Expanded Programme of Immunization |  |  | 1 | 370
2017/12 | Sierra Leone | Moyamba | Kori Zone 4 | Ministry of Health (EPI), UNICEF | Ministry of Health (EPI) | Manjeihun | health centre | solar fridge | 370 | Expanded Programme of Immunization |  |  | 1 | 370
2017/12 | Sierra Leone | Moyamba | Kori Zone 4 | Ministry of Health (EPI), UNICEF | Ministry of Health (EPI) | N'jala | health centre | solar fridge | 370 | Expanded Programme of Immunization |  |  | 1 | 370
2017/12 | Sierra Leone | Moyamba | Kowa Zone 4 | Ministry of Health (EPI), UNICEF | Ministry of Health (EPI) | Mofombo | health centre | solar fridge | 370 | Expanded Programme of Immunization |  |  | 1 | 370
2017/12 | Sierra Leone | Moyamba | Kowa Zone 4 | Ministry of Health (EPI), UNICEF | Ministry of Health (EPI) | Njama | health centre | solar fridge | 370 | Expanded Programme of Immunization |  |  | 1 | 370
2017/12 | Sierra Leone | Moyamba | Lower Banta Zone 3 | Ministry of Health (EPI), UNICEF | Ministry of Health (EPI) | Mokanji | health centre | solar fridge | 370 | Expanded Programme of Immunization |  |  | 1 | 370
2018/6 | Sierra Leone | Kenema | Small-Bo | Environmental Foundation for Africa, EU | Environmental Foundation for Africa | Blama health centre | health centre | stand-alone solar system | 1000 | Rural Energy Activating Livelihoods |  |  | 1 | 1000
2018/6 | Sierra Leone | Kenema | Small-Bo | Environmental Foundation for Africa, EU | Environmental Foundation for Africa | St.Joseph Agriculture Secondary School | school | stand-alone solar system | 2000 | Rural Energy Activating Livelihoods |  |  | 1 | 2000
2018/6 | Sierra Leone | Kenema | Kandulekpiama | Environmental Foundation for Africa, EU | Environmental Foundation for Africa | Gbado Health Centre | health centre | stand-alone solar system | 1000 | Rural Energy Activating Livelihoods |  |  | 1 | 1000
2018/6 | Sierra Leone | Kenema | Dodo | Environmental Foundation for Africa, EU | Environmental Foundation for Africa | Dodo Health Centre | health centre | stand-alone solar system | 1000 | Rural Energy Activating Livelihoods |  |  | 1 | 1000
2018/6 | Sierra Leone | Kenema | Koya | Environmental Foundation for Africa, EU | Environmental Foundation for Africa | Boama Health Centre | health centre | stand-alone solar system | 1000 | Rural Energy Activating Livelihoods |  |  | 1 | 1000
2018/6 | Sierra Leone | Kenema | Koya | Environmental Foundation for Africa, EU | Environmental Foundation for Africa | Nyandehun Health Centre | health centre | stand-alone solar system | 1000 | Rural Energy Activating Livelihoods |  |  | 1 | 1000
2018/6 | Sierra Leone | Kenema | Guara | Environmental Foundation for Africa, EU | Environmental Foundation for Africa | Goru Health Centre | health centre | stand-alone solar system | 1000 | Rural Energy Activating Livelihoods |  |  | 1 | 1000
2018/6 | Sierra Leone | Kenema | Tonkia | Environmental Foundation for Africa, EU | Environmental Foundation for Africa | Gegbwema Health Centre | health centre | stand-alone solar system | 1000 | Rural Energy Activating Livelihoods |  |  | 1 | 1000
2018/6 | Sierra Leone | Kenema | Languarma | Environmental Foundation for Africa, EU | Environmental Foundation for Africa | Langrama Junior Secondary School | school | stand-alone solar system | 2000 | Rural Energy Activating Livelihoods |  |  | 1 | 2000
2018/6 | Sierra Leone | Kailahun | Pejeh West | Environmental Foundation for Africa, EU | Environmental Foundation for Africa | Bunumbu Health Centre | health centre | stand-alone solar system | 1000 | Rural Energy Activating Livelihoods |  |  | 1 | 1000
2018/6 | Sierra Leone | Kailahun | Pejeh West | Environmental Foundation for Africa, EU | Environmental Foundation for Africa | Bunumbu Methodist Primary School | school | stand-alone solar system | 2000 | Rural Energy Activating Livelihoods |  |  | 1 | 2000
2018/6 | Sierra Leone | Kailahun | Yawei | Environmental Foundation for Africa, EU | Environmental Foundation for Africa | Bendu Health Centre | health centre | stand-alone solar system | 1000 | Rural Energy Activating Livelihoods |  |  | 1 | 1000
2018/6 | Liberia | Montserrado | St. Paul Dist. | WHH | EnDev | Blamacee Clinic | clinic | stand-alone solar system | 1260 |  | 6.438182322308421 - | -10.814967909827828 | 1 | 1260
2018/6 | Liberia | Bomi | Dewon Dist. | WHH | EnDev | Bonjeh community clinic | clinic | stand-alone solar system | 1260 |  | 6.489418759010732 | -10.853613512590528 | 1 | 1260
2018/6 | Liberia | Montserrado | Careysburg Dist. | WHH | EnDev | CAREYSBURG COMMUNITY CLINIC | clinic | stand-alone solar system | 1260 |  | 6.402152837254107 | 10.547652505338192 87.1 5.0 | 1 | 1260
2018/6 | Liberia | Bomi | Dewon Dist. | WHH | EnDev | DAGWEH CLINIC | clinic | stand-alone solar system | 1260 |  | 6.5676 | -10.945607582107186 | 1 | 1260
2018/6 | Liberia | Montserrado | Graeter Monrovia Dist. | WHH | EnDev | Dr. Agnes -_varis Clinic | clinic | stand-alone solar system | 1260 |  | 6.245196666666668 | -10.675661666666667 | 1 | 1260
2018/6 | Liberia | Bomi | Senjeh Dist. | WHH | EnDev | GAYAHHILL CLINIC | clinic | stand-alone solar system | 1260 |  | 6.761944773606956 | -10.91184502467513 | 1 | 1260
2018/6 | Liberia | Montserrado | Greter Monrovia | WHH | EnDev | Johnsonville Clinic | clinic | stand-alone solar system | 1260 |  | 6.364096666666668 | -10.685141666666668 | 1 | 1260
2018/6 | Liberia | Montserrado | St. Paul Dist. | WHH | EnDev | Kpallah Clinic | clinic | stand-alone solar system | 1260 |  | 6.9785683333333335 | -8.918163333333332 | 1 | 1260
2018/6 | Liberia | Montserrado | Greater Monrovia | WHH | EnDev | Robert H. Ferguson | clinic | stand-alone solar system | 1260 |  | 6.324918333333333 | -10.730055 | 1 | 1260
2018/6 | Liberia | Bomi | Klay Dist. | WHH | EnDev | ZORDEE CLINIC | clinic | stand-alone solar system | 1260 |  | 6.6760277934372425 | -10.782498260959983 | 1 | 1260
2018/6 | Liberia | Montserrado | St. Paul Dist. | WHH | EnDev | R. C. D. Marshall Clinic | clinic | stand-alone solar system | 1260 |  |  |  | 1 | 1260
2018/6 | Liberia | Bomi | Dewon Dist. | WHH | EnDev | Vortor Clinic | clinic | stand-alone solar system | 1260 |  | 6.61561833333333 | -11.03305 | 1 | 1260
2018/6 | Liberia | Montserrado | St. Paul Dist. | WHH | EnDev | Tenegar Clinic | clinic | stand-alone solar system | 1260 |  | 6.51445458177477 | -10.752374706789851 | 1 | 1260
2018/6 | Liberia | Montserrado | Greater Monrovia | GIZ/Health Project | EnDev | GIZ health Project | office | stand-alone solar system | 20000 |  |  |  | 1 | 20000
2018/6 | Liberia | Grand Gedeh | Tchien | We Care Solar, Ministry Of Health, EnDev, Africare, PHIL | EnDev | Gorbowrogba Clinic | clinic | Solar Suitcase | 125 | Light Every Birth - Liberia | 5.754506666666667 | -8.348718333333332 | 1 | 125
2018/6 | Liberia | Grand Gedeh | Gbarzon | We Care Solar, Ministry Of Health, EnDev, Africare, PHIL | EnDev | Gbarzon Jarwodee Clinic | clinic | Solar Suitcase | 125 | Light Every Birth - Liberia | 6.117136666666666 | -8.632825 | 1 | 125
2018/6 | Liberia | Grand Gedeh | Gbarzon | We Care Solar, Ministry Of Health, EnDev, Africare, PHIL | EnDev | Gbarzon Health Center Zleh Town | health centre | Solar Suitcase | 125 | Light Every Birth - Liberia |  |  | 1 | 125
2018/6 | Liberia | Grand Gedeh | Konobo | We Care Solar, Ministry Of Health, EnDev, Africare, PHIL | EnDev | Putu pennokon Clinic | clinic | Solar Suitcase | 125 | Light Every Birth - Liberia | 5.60073 | -8.153783333333333 | 1 | 125
2018/6 | Liberia | Grand Gedeh | Tchien | We Care Solar, Ministry Of Health, EnDev, Africare, PHIL | EnDev | Martha Tubman memorial Hospital | health centre | Solar Suitcase | 125 | Light Every Birth - Liberia | 6.077685000000001 | -8.124485 | 1 | 125
2018/6 | Liberia | Grand Gedeh | Gbarzon | We Care Solar, Ministry Of Health, EnDev, Africare, PHIL | EnDev | Tuzon Clinic | clinic | Solar Suitcase | 125 | Light Every Birth - Liberia | 6.17035 | -8.25188 | 1 | 125
2018/6 | Liberia | Grand Gedeh | Tchien | We Care Solar, Ministry Of Health, EnDev, Africare, PHIL | EnDev | PTP/Kanneh Comm.Clinic | clinic | Solar Suitcase | 125 | Light Every Birth - Liberia | 6.026131666666667 | -8.055798333333334 | 1 | 125
2018/6 | Liberia | Grand Gedeh | Konobo | We Care Solar, Ministry Of Health, EnDev, Africare, PHIL | EnDev | Putu Jarwodee Clinic | clinic | Solar Suitcase | 125 | Light Every Birth - Liberia | 5.614881666666667 | -8.320833333333333 | 1 | 125
2018/6 | Liberia | Grand Gedeh | Gbarzon | We Care Solar, Ministry Of Health, EnDev, Africare, PHIL | EnDev | Janzon Clinic | clinic | Solar Suitcase | 125 | Light Every Birth - Liberia | 6.226796666666667 | -8.041905000000002 | 1 | 125
2018/6 | Liberia | Grand Gedeh | Gbarzon | We Care Solar, Ministry Of Health, EnDev, Africare, PHIL | EnDev | Bargblor Town Clinic | clinic | Solar Suitcase | 125 | Light Every Birth - Liberia | 6.133515 | -8.336021666666666 | 1 | 125
2018/6 | Liberia | Grand Gedeh | Konobo | We Care Solar, Ministry Of Health, EnDev, Africare, PHIL | EnDev | Karlorwleh Town Clinic | clinic | Solar Suitcase | 125 | Light Every Birth - Liberia | 5.754536666666667 | -8.148378333333334 | 1 | 125
2018/6 | Liberia | Grand Gedeh | Tchien | We Care Solar, Ministry Of Health, EnDev, Africare, PHIL | EnDev | Toffoi Town Clinic | clinic | Solar Suitcase | 125 | Light Every Birth - Liberia | 5.969978333333334 | -8.087006666666667 | 1 | 125
2018/6 | Liberia | Grand Gedeh | konobo | We Care Solar, Ministry Of Health, EnDev, Africare, PHIL | EnDev | Konobo Health Center | health centre | Solar Suitcase | 125 | Light Every Birth - Liberia | 5.770876666666667 | -7.863335000000001 | 1 | 125
2018/6 | Liberia | Grand Gedeh | konobo | We Care Solar, Ministry Of Health, EnDev, Africare, PHIL | EnDev | Boundary Clinic | clinic | Solar Suitcase | 125 | Light Every Birth - Liberia | 5.873405000000001 | -7.982353333333333 | 1 | 125
2018/6 | Liberia | Grand Gedeh | Gbarzon | We Care Solar, Ministry Of Health, EnDev, Africare, PHIL | EnDev | Toe Town Clinic | clinic | Solar Suitcase | 125 | Light Every Birth - Liberia | 6.409053333333333 | -8.555874999999999 | 1 | 125
2018/6 | Liberia | Grand Gedeh | Gbarzon | We Care Solar, Ministry Of Health, EnDev, Africare, PHIL | EnDev | Duogee Clinic | clinic | Solar Suitcase | 125 | Light Every Birth - Liberia | 6.266368333333332 | -8.520928333333334 | 1 | 125
2018/6 | Liberia | Grand Gedeh | Gbarzon | We Care Solar, Ministry Of Health, EnDev, Africare, PHIL | EnDev | Gboe Geewon Clinic | clinic | Solar Suitcase | 125 | Light Every Birth - Liberia | 5.832451666666667 | -8.838698333333333 | 1 | 125
2018/6 | Liberia | Grand Bassa | District #3 | We Care Solar, Ministry Of Health, EnDev, Africare, PHIL | EnDev | Zeansue Clinic | clinic | Solar Suitcase | 125 | Light Every Birth - Liberia | 6.265695537440479 | -10.725197559222579 | 1 | 125
2018/6 | Liberia | Grand Bassa | St. John | We Care Solar, Ministry Of Health, EnDev, Africare, PHIL | EnDev | Barseegiah clinic | clinic | Solar Suitcase | 125 | Light Every Birth - Liberia | 6.340135 | -9.635563333333332 | 1 | 125
2018/6 | Liberia | Grand Bassa | District #3 | We Care Solar, Ministry Of Health, EnDev, Africare, PHIL | EnDev | St. John Clinic Gb | clinic | Solar Suitcase | 125 | Light Every Birth - Liberia |  |  | 1 | 125
2018/6 | Liberia | Grand Bassa | District #4 | We Care Solar, Ministry Of Health, EnDev, Africare, PHIL | EnDev | Naomi Clinie | clinic | Solar Suitcase | 125 | Light Every Birth - Liberia | 6.2656429 | -10.7252882 | 1 | 125
2018/6 | Liberia | Grand Bassa | St. John River | We Care Solar, Ministry Of Health, EnDev, Africare, PHIL | EnDev | Thomas Naomi Clinic | clinic | Solar Suitcase | 125 | Light Every Birth - Liberia | 6.2656642 | -10.7253708 | 1 | 125
2018/6 | Liberia | Grand Bassa | St. John River | We Care Solar, Ministry Of Health, EnDev, Africare, PHIL | EnDev | st John clinic | clinic | Solar Suitcase | 125 | Light Every Birth - Liberia |  |  | 1 | 125
2018/6 | Liberia | Grand Kru | Lower kru coast | We Care Solar, Ministry Of Health, EnDev, Africare, PHIL | EnDev | Newaken Clinic | clinic | Solar Suitcase | 125 | Light Every Birth - Liberia | 4.692868333333333 | -7.932771666666667 | 1 | 125
2018/6 | Liberia | Grand Kru | Sasstown | We Care Solar, Ministry Of Health, EnDev, Africare, PHIL | EnDev | Nifu Clinic | clinic | Solar Suitcase | 125 | Light Every Birth - Liberia | 4.747156666666667 | -8.540981666666665 | 1 | 125
2018/6 | Liberia | Grand Kru | Upper Kru coast | We Care Solar, Ministry Of Health, EnDev, Africare, PHIL | EnDev | Picniccess Clinic | clinic | Solar Suitcase | 125 | Light Every Birth - Liberia | 4.622588333333333 | -8.302551666666666 | 1 | 125
2018/6 | Liberia | Grand Kru | Upper kru coast | We Care Solar, Ministry Of Health, EnDev, Africare, PHIL | EnDev | Gblebo Clinic | clinic | Solar Suitcase | 125 | Light Every Birth - Liberia | 4.732613333333333 | -7.955653333333333 | 1 | 125
2018/6 | Liberia | Maryland | Pleebo | We Care Solar, Ministry Of Health, EnDev, Africare, PHIL | EnDev | Yediaken Clinic | clinic | Solar Suitcase | 125 | Light Every Birth - Liberia | 4.676746666666666 | -7.664621666666666 | 1 | 125
2018/6 | Liberia | Maryland | Pleebo | We Care Solar, Ministry Of Health, EnDev, Africare, PHIL | EnDev | Pougbaken Clinic | clinic | Solar Suitcase | 125 | Light Every Birth - Liberia | 4.755716666666667 | -7.755353333333333 | 1 | 125
2018/6 | Liberia | Maryland | Pleebo | We Care Solar, Ministry Of Health, EnDev, Africare, PHIL | EnDev | Gbawiliken Clinic | clinic | Solar Suitcase | 125 | Light Every Birth - Liberia | 4.989905 | -7.849414999999999 | 1 | 125
2018/6 | Liberia | Maryland | Pleebo | We Care Solar, Ministry Of Health, EnDev, Africare, PHIL | EnDev | Rock Town Kunokudi Clinic | clinic | Solar Suitcase | 125 | Light Every Birth - Liberia | 4.645283333333333 | -7.617051666666667 | 1 | 125
2018/6 | Liberia | Maryland | Pleebo | We Care Solar, Ministry Of Health, EnDev, Africare, PHIL | EnDev | OldSodoken Clinic | clinic | Solar Suitcase | 125 | Light Every Birth - Liberia | 4.524055000000001 | -7.707438333333332 | 1 | 125
2018/6 | Liberia | Maryland | Pleebo | We Care Solar, Ministry Of Health, EnDev, Africare, PHIL | EnDev | Pullah Clinic | clinic | Solar Suitcase | 125 | Light Every Birth - Liberia | 4.403636666666667 | -7.641171666666666 | 1 | 125
2018/6 | Liberia | Maryland | Pleebo | We Care Solar, Ministry Of Health, EnDev, Africare, PHIL | EnDev | Newaken Clinic | clinic | Solar Suitcase | 125 | Light Every Birth - Liberia | 4.838501666666666 | -7.906908333333333 | 1 | 125
2018/6 | Liberia | Maryland | Pleebo | We Care Solar, Ministry Of Health, EnDev, Africare, PHIL | EnDev | Little Wlebo | clinic | Solar Suitcase | 125 | Light Every Birth - Liberia | 4.4493350000000005 | -7.745758333333333 | 1 | 125
2018/6 | Liberia | Maryland | Pleebo | We Care Solar, Ministry Of Health, EnDev, Africare, PHIL | EnDev | Yookudi Clinic | clinic | Solar Suitcase | 125 | Light Every Birth - Liberia | 4.445165 | -7.601151666666667 | 1 | 125
2018/6 | Liberia | Maryland | Pleebo | We Care Solar, Ministry Of Health, EnDev, Africare, PHIL | EnDev | Rock Town Clinic | clinic | Solar Suitcase | 125 | Light Every Birth - Liberia | 4.399746666666667 | -7.780893333333334 | 1 | 125
2018/6 | Liberia | Maryland | Pleebo | We Care Solar, Ministry Of Health, EnDev, Africare, PHIL | EnDev | Manolu Clinic | clinic | Solar Suitcase | 125 | Light Every Birth - Liberia | 4.722828333333334 | -7.716731666666668 | 1 | 125
2018/6 | Liberia | Maryland | Barrobo | We Care Solar, Ministry Of Health, EnDev, Africare, PHIL | EnDev | Small Jaye Safe Home | clinic | Solar Suitcase | 125 | Light Every Birth - Liberia | 6.2657067 | -10.7252763 | 1 | 125
2018/6 | Liberia | Maryland | Barrobo | We Care Solar, Ministry Of Health, EnDev, Africare, PHIL | EnDev | Chris Blay | clinic | Solar Suitcase | 125 | Light Every Birth - Liberia | 4.838313333333334 | -7.9067750000000006 | 1 | 125
2018/6 | Liberia | Nimba | Saclepea | We Care Solar, Ministry Of Health, EnDev, Africare, PHIL | EnDev | Josiahclinic | clinic | Solar Suitcase | 125 | Light Every Birth - Liberia | 6.2657074 | -10.7252774 | 1 | 125
2018/6 | Liberia | Nimba | Tappita | We Care Solar, Ministry Of Health, EnDev, Africare, PHIL | EnDev | JFD Memorial Hospital | clinic | Solar Suitcase | 125 | Light Every Birth - Liberia | 6.265642228536308 | -10.725286910310388 | 1 | 125
2018/6 | Liberia | River Gee | Webbo | We Care Solar, Ministry Of Health, EnDev, Africare, PHIL | EnDev | Sarbo Health Center | clinic | Solar Suitcase | 125 | Light Every Birth - Liberia | 5.131506666666667 | -7.732408333333332 | 1 | 125
2018/6 | Liberia | River Gee | Webbo | We Care Solar, Ministry Of Health, EnDev, Africare, PHIL | EnDev | U-Bor Clinic | clinic | Solar Suitcase | 125 | Light Every Birth - Liberia | 5.440773333333334 | -7.508408333333334 | 1 | 125
2018/6 | Liberia | River Gee | Gbeapo | We Care Solar, Ministry Of Health, EnDev, Africare, PHIL | EnDev | st.kizito Clinic | clinic | Solar Suitcase | 125 | Light Every Birth - Liberia | 5.231253333333332 | -8.0131 | 1 | 125
2018/6 | Liberia | River Gee | Gbeapo | We Care Solar, Ministry Of Health, EnDev, Africare, PHIL | EnDev | Gmomaken Clinic | clinic | Solar Suitcase | 125 | Light Every Birth - Liberia | 5.181961666666667 | -8.110485 | 1 | 125
2018/6 | Liberia | River Gee | Gbeapo | We Care Solar, Ministry Of Health, EnDev, Africare, PHIL | EnDev | Fishtown Hospital | clinic | Solar Suitcase | 125 | Light Every Birth - Liberia |  |  | 1 | 125
2018/6 | Liberia | River Gee | Gbeapo | We Care Solar, Ministry Of Health, EnDev, Africare, PHIL | EnDev | M. K. C. Gold Broker | clinic | Solar Suitcase | 125 | Light Every Birth - Liberia |  |  | 1 | 125
2018/6 | Liberia | River Gee | Webbo | We Care Solar, Ministry Of Health, EnDev, Africare, PHIL | EnDev | Free Town Clinic | clinic | Solar Suitcase | 125 | Light Every Birth - Liberia | 5.345609999999999 | -7.522788333333334 | 1 | 125
2018/6 | Liberia | River Gee | Webbo | We Care Solar, Ministry Of Health, EnDev, Africare, PHIL | EnDev | Juwelpo Clinic | clinic | Solar Suitcase | 125 | Light Every Birth - Liberia | 5.408436666666668 | -7.825911666666667 | 1 | 125
2018/6 | Liberia | River Gee | Webbo | We Care Solar, Ministry Of Health, EnDev, Africare, PHIL | EnDev | Jayproken Clinic | clinic | Solar Suitcase | 125 | Light Every Birth - Liberia | 5.288468333333332 | -7.846775000000001 | 1 | 125
2018/6 | Liberia | River Gee | Gbeapo | We Care Solar, Ministry Of Health, EnDev, Africare, PHIL | EnDev | Gbeapo Health Center | clinic | Solar Suitcase | 125 | Light Every Birth - Liberia | 5.23454 | -8.013661666666668 | 1 | 125
2018/6 | Liberia | Sinoe | Dugbe River | We Care Solar, Ministry Of Health, EnDev, Africare, PHIL | EnDev | Kwitatuzon | clinic | Solar Suitcase | 125 | Light Every Birth - Liberia | 4.992923333333334 | -8.784015 | 1 | 125
2018/6 | Liberia | Sinoe | Kpayan | We Care Solar, Ministry Of Health, EnDev, Africare, PHIL | EnDev | Kilo Clinic | clinic | Solar Suitcase | 125 | Light Every Birth - Liberia | 5.0913 | -8.970965 | 1 | 125
2018/6 | Liberia | Sinoe | Kpayan | We Care Solar, Ministry Of Health, EnDev, Africare, PHIL | EnDev | Momo akoii high School | school | Solar Suitcase | 125 | Light Every Birth - Liberia | 6.2656835 | -10.7252551 | 1 | 125
2018/6 | Liberia | Sinoe | Juarzon | We Care Solar, Ministry Of Health, EnDev, Africare, PHIL | EnDev | Juarzon Clinic | clinic | Solar Suitcase | 125 | Light Every Birth - Liberia | 5.375823333333333 | -8.850108333333333 | 1 | 125
2018/6 | Liberia | Sinoe | Dugbe River | We Care Solar, Ministry Of Health, EnDev, Africare, PHIL | EnDev | Karquikpo Clinic | clinic | Solar Suitcase | 125 | Light Every Birth - Liberia | 4.985696666666667 | -8.649288333333335 | 1 | 125
2018/6 | Liberia | Sinoe | Dugbe River | We Care Solar, Ministry Of Health, EnDev, Africare, PHIL | EnDev | menwa walker | clinic | Solar Suitcase | 125 | Light Every Birth - Liberia |  |  | 1 | 125
2018/6 | Liberia | Sinoe | Kpayan | We Care Solar, Ministry Of Health, EnDev, Africare, PHIL | EnDev | togbaville city | clinic | Solar Suitcase | 125 | Light Every Birth - Liberia | 5.495934999999999 | -9.219293333333333 | 1 | 125
2018/6 | Liberia | Margibi | Mamba Kaba | We Care Solar, Ministry Of Health, EnDev, Africare, PHIL | EnDev | Boy's Town Clinic | clinic | Solar Suitcase | 125 | Light Every Birth - Liberia |  |  | 1 | 125
2018/6 | Liberia | Margibi | Kakata | We Care Solar, Ministry Of Health, EnDev, Africare, PHIL | EnDev | C.H. Rennie Hospital | clinic | Solar Suitcase | 125 | Light Every Birth - Liberia |  |  | 1 | 125
2018/6 | Liberia | Margibi | Mamba Kaba | We Care Solar, Ministry Of Health, EnDev, Africare, PHIL | EnDev | Charlesville Clinic | clinic | Solar Suitcase | 125 | Light Every Birth - Liberia |  |  | 1 | 125
2018/6 | Liberia | Margibi | Mamba Kaba | We Care Solar, Ministry Of Health, EnDev, Africare, PHIL | EnDev | Cotton Tree | clinic | Solar Suitcase | 125 | Light Every Birth - Liberia |  |  | 1 | 125
2018/6 | Liberia | Margibi | Mamba Kaba | We Care Solar, Ministry Of Health, EnDev, Africare, PHIL | EnDev | High Way Community Clinic | clinic | Solar Suitcase | 125 | Light Every Birth - Liberia |  |  | 1 | 125
2018/6 | Liberia | Margibi | Firestone | We Care Solar, Ministry Of Health, EnDev, Africare, PHIL | EnDev | Mother Artis Community Clinic | clinic | Solar Suitcase | 125 | Light Every Birth - Liberia |  |  | 1 | 125
2018/6 | Liberia | Margibi | Mamba Kaba | We Care Solar, Ministry Of Health, EnDev, Africare, PHIL | EnDev | Summah (Sumbai) Medical Clinic | clinic | Solar Suitcase | 125 | Light Every Birth - Liberia |  |  | 1 | 125
2018/6 | Liberia | Margibi | Kakata | We Care Solar, Ministry Of Health, EnDev, Africare, PHIL | EnDev | Weala United Methodist Clinic | clinic | Solar Suitcase | 125 | Light Every Birth - Liberia |  |  | 1 | 125
2018/6 | Liberia | Montserrado | Commonwealth | We Care Solar, Ministry Of Health, EnDev, Africare, PHIL | EnDev | All Grace Medical Clinic | clinic | Solar Suitcase | 125 | Light Every Birth - Liberia |  |  | 1 | 125
2018/6 | Liberia | Montserrado | Commonwealth | We Care Solar, Ministry Of Health, EnDev, Africare, PHIL | EnDev | Chocolate City Health Center | clinic | Solar Suitcase | 125 | Light Every Birth - Liberia |  |  | 1 | 125
2018/6 | Liberia | Montserrado | Commonwealth | We Care Solar, Ministry Of Health, EnDev, Africare, PHIL | EnDev | New Georgia Health Center | clinic | Solar Suitcase | 125 | Light Every Birth - Liberia |  |  | 1 | 125
2018/6 | Liberia | Montserrado | Commonwealth | We Care Solar, Ministry Of Health, EnDev, Africare, PHIL | EnDev | Peace Community Maternity Clinic | clinic | Solar Suitcase | 125 | Light Every Birth - Liberia |  |  | 1 | 125
2018/6 | Liberia | Montserrado | Commonwealth | We Care Solar, Ministry Of Health, EnDev, Africare, PHIL | EnDev | Pipeline Health Center | clinic | Solar Suitcase | 125 | Light Every Birth - Liberia |  |  | 1 | 125
2018/6 | Liberia | Montserrado | Commonwealth | We Care Solar, Ministry Of Health, EnDev, Africare, PHIL | EnDev | Thomas D. Stewart Memorial Clinic | clinic | Solar Suitcase | 125 | Light Every Birth - Liberia |  |  | 1 | 125
2018/6 | Liberia | Bong | Sanoyea | UNDP | Private Company | Weinsue Clinic | clinic | stand-alone solar system | 900 |  |  |  | 1 | 900
2018/6 | Liberia | Bong | Sanoyea | UNDP | Private Company | Mano-Weinsue Clinic | clinic | stand-alone solar system | 900 |  |  |  | 1 | 900
2018/6 | Liberia | Bong | Sanoyea | UNDP | Private Company | Tamay-ta Clinic | clinic | stand-alone solar system | 900 |  |  |  | 1 | 900
2018/6 | Liberia | Bong | Greater Monrovia | South African Embassy | Private Company | Great Commission Orphanage Home | orphanage | stand-alone solar system | 900 |  | 6.3334 | -10.7212 | 1 | 900
2018/6 | Liberia | Grand Cape Mount | Kohn Town | Sime Darby Plantation |  | Commissioners Office Sime Darby Plantation | office | stand-alone solar system | 600 |  |  |  | 1 | 600
2018/6 | Liberia | Grand Cape Mount | Lain Town | Sime Darby Plantation |  | Community Solar Centre Sime Darby Plantation | community centre | stand-alone solar system | 600 |  |  |  | 1 | 600
2018/6 | Liberia | Grand Cape Mount | Johnson Town | Sime Darby Plantation |  | Community Solar Centre Sime Darby Plantation | community centre | stand-alone solar system | 600 |  |  |  | 1 | 600
2018/6 | Liberia | Grand Cape Mount | Sinnie | Sime Darby Plantation |  | Community Solar Centre Sime Darby Plantation | community centre | stand-alone solar system | 600 |  |  |  | 1 | 600
2018/6 | Liberia | Grand Cape Mount | Timbo | Sime Darby Plantation |  | Community Solar Centre Sime Darby Plantation | community centre | stand-alone solar system | 600 |  |  |  | 1 | 600
2018/6 | Liberia | Nimba | Sanniquellie Mah | We Care Solar, Ministry Of Health, EnDev, Africare, PHIL | Africare | Duo-Tiayee Clinic | clinic | Solar Suitcase | 125 | Light Every Birth - Liberia |  |  | 1 | 125
2018/6 | Liberia | Bong | Suakoko | We Care Solar, Ministry Of Health, EnDev, Africare, PHIL | Africare | Gbartala Clinic | clinic | Solar Suitcase | 125 | Light Every Birth - Liberia |  |  | 1 | 125
2018/6 | Liberia | Nimba | Saclepia Mah | We Care Solar, Ministry Of Health, EnDev, Africare, PHIL | Africare | Karnwee Community Clinic | clinic | Solar Suitcase | 125 | Light Every Birth - Liberia |  |  | 1 | 125
2018/6 | Liberia | Nimba | Sanniquellie Mah | We Care Solar, Ministry Of Health, EnDev, Africare, PHIL | Africare | Lugbehyee Clinic | clinic | Solar Suitcase | 125 | Light Every Birth - Liberia |  |  | 1 | 125
2018/6 | Liberia | Bong | Suakoko | We Care Solar, Ministry Of Health, EnDev, Africare, PHIL | Africare | Zeansue Clinic | clinic | Solar Suitcase | 125 | Light Every Birth - Liberia |  |  | 1 | 125
2018/6 | Liberia | Nimba |  | We Care Solar, Ministry Of Health, EnDev, Africare, PHIL | Africare | Flumpa Clinic | clinic | Solar Suitcase | 125 | Light Every Birth - Liberia |  |  | 1 | 125
2018/6 | Liberia | Nimba | Saclepea Mah | We Care Solar, Ministry Of Health, EnDev, Africare, PHIL | Africare | Beindin Clinic | clinic | Solar Suitcase | 125 | Light Every Birth - Liberia |  |  | 1 | 125
2018/6 | Liberia | Bong | Sanoyea | We Care Solar, Ministry Of Health, EnDev, Africare, PHIL | Africare | Beletanoa Clinic | clinic | Solar Suitcase | 125 | Light Every Birth - Liberia |  |  | 1 | 125
2018/6 | Liberia | Bong | Kokoyah | We Care Solar, Ministry Of Health, EnDev, Africare, PHIL | Africare | Botota Clinic | clinic | Solar Suitcase | 125 | Light Every Birth - Liberia |  |  | 1 | 125
2018/6 | Liberia | Bong | Panta | We Care Solar, Ministry Of Health, EnDev, Africare, PHIL | Africare | Boway Clinic | clinic | Solar Suitcase | 125 | Light Every Birth - Liberia |  |  | 1 | 125
2018/6 | Liberia | Nimba | Yarwin-Mehnsonnoh | We Care Solar, Ministry Of Health, EnDev, Africare, PHIL | Africare | Boyee Clinic | clinic | Solar Suitcase | 125 | Light Every Birth - Liberia |  |  | 1 | 125
2018/6 | Liberia | Nimba | Saclepea Mah | We Care Solar, Ministry Of Health, EnDev, Africare, PHIL | Africare | Bunadin Clinic | clinic | Solar Suitcase | 125 | Light Every Birth - Liberia |  |  | 1 | 125
2018/6 | Liberia | Bong | Fuamah | We Care Solar, Ministry Of Health, EnDev, Africare, PHIL | Africare | Degei Clinic | clinic | Solar Suitcase | 125 | Light Every Birth - Liberia |  |  | 1 | 125
2018/6 | Liberia | Nimba | Gbehlay-Geh | We Care Solar, Ministry Of Health, EnDev, Africare, PHIL | Africare | Duoplay Clinic | clinic | Solar Suitcase | 125 | Light Every Birth - Liberia |  |  | 1 | 125
2018/6 | Liberia | Nimba | Sanniquellie Mah | We Care Solar, Ministry Of Health, EnDev, Africare, PHIL | Africare | Duo-Tiayee Clinic | clinic | Solar Suitcase | 125 | Light Every Birth - Liberia |  |  | 1 | 125
2018/6 | Liberia | Bong | Suakoko | We Care Solar, Ministry Of Health, EnDev, Africare, PHIL | Africare | Fenutoli Clinc | clinic | Solar Suitcase | 125 | Light Every Birth - Liberia |  |  | 1 | 125
2018/6 | Liberia | Nimba | Saclepea Mah | We Care Solar, Ministry Of Health, EnDev, Africare, PHIL | Africare | Flumpa Clinic | clinic | Solar Suitcase | 125 | Light Every Birth - Liberia |  |  | 1 | 125
2018/6 | Liberia | Nimba | Sanniquellie Mah | We Care Solar, Ministry Of Health, EnDev, Africare, PHIL | Africare | Ganta Community Clinic | clinic | Solar Suitcase | 125 | Light Every Birth - Liberia |  |  | 1 | 125
2018/6 | Liberia | Bong | Panta-Kpaii | We Care Solar, Ministry Of Health, EnDev, Africare, PHIL | Africare | Garmu Community Clinic | clinic | Solar Suitcase | 125 | Light Every Birth - Liberia |  |  | 1 | 125
2018/6 | Liberia | Nimba | Gbehlay-Geh | We Care Solar, Ministry Of Health, EnDev, Africare, PHIL | Africare | Garplay Clinic | clinic | Solar Suitcase | 125 | Light Every Birth - Liberia |  |  | 1 | 125
2018/6 | Liberia | Bong | Zota | We Care Solar, Ministry Of Health, EnDev, Africare, PHIL | Africare | Gbansue Sulonmah Clinic | clinic | Solar Suitcase | 125 | Light Every Birth - Liberia |  |  | 1 | 125
2018/6 | Liberia | Bong | Suakoko | We Care Solar, Ministry Of Health, EnDev, Africare, PHIL | Africare | Gbartala Clinic | clinic | Solar Suitcase | 125 | Light Every Birth - Liberia |  |  | 1 | 125
2018/6 | Liberia | Nimba | Saclepea Mah | We Care Solar, Ministry Of Health, EnDev, Africare, PHIL | Africare | Gbehyi Duayee Clinic | clinic | Solar Suitcase | 125 | Light Every Birth - Liberia |  |  | 1 | 125
2018/6 | Liberia | Nimba | Gbehlay-Geh | We Care Solar, Ministry Of Health, EnDev, Africare, PHIL | Africare | Gbeinvonwea Clinic | clinic | Solar Suitcase | 125 | Light Every Birth - Liberia |  |  | 1 | 125
2018/6 | Liberia | Nimba | Zoegeh | We Care Solar, Ministry Of Health, EnDev, Africare, PHIL | Africare | Gbloulay Clinic | clinic | Solar Suitcase | 125 | Light Every Birth - Liberia |  |  | 1 | 125
2018/6 | Liberia | Bong | Sanoyea | We Care Solar, Ministry Of Health, EnDev, Africare, PHIL | Africare | Gbonota Clinic | clinic | Solar Suitcase | 125 | Light Every Birth - Liberia |  |  | 1 | 125
2018/6 | Liberia | Nimba | Tappita | We Care Solar, Ministry Of Health, EnDev, Africare, PHIL | Africare | Glahn's Town Clinic | clinic | Solar Suitcase | 125 | Light Every Birth - Liberia |  |  | 1 | 125
2018/6 | Liberia | Nimba | Tappita | We Care Solar, Ministry Of Health, EnDev, Africare, PHIL | Africare | Graie Clinic | clinic | Solar Suitcase | 125 | Light Every Birth - Liberia |  |  | 1 | 125
2018/6 | Liberia | Bong | Danta (? Illegible) | We Care Solar, Ministry Of Health, EnDev, Africare, PHIL | Africare | Jorwah Clinic | clinic | Solar Suitcase | 125 | Light Every Birth - Liberia |  |  | 1 | 125
2018/6 | Liberia | Nimba | Saclepia Mah | We Care Solar, Ministry Of Health, EnDev, Africare, PHIL | Africare | Karnwee Community Clinic | clinic | Solar Suitcase | 125 | Light Every Birth - Liberia |  |  | 1 | 125
2018/6 | Liberia | Bong | Sanoyea | We Care Solar, Ministry Of Health, EnDev, Africare, PHIL | Africare | Kelebi Clinic | clinic | Solar Suitcase | 125 | Light Every Birth - Liberia |  |  | 1 | 125
2018/6 | Liberia | Nimba | Saclepea Mah | We Care Solar, Ministry Of Health, EnDev, Africare, PHIL | Africare | Kpein Clinic | clinic | Solar Suitcase | 125 | Light Every Birth - Liberia |  |  | 1 | 125
2018/6 | Liberia | Nimba | Gbehlay-Geh | We Care Solar, Ministry Of Health, EnDev, Africare, PHIL | Africare | Kpiarplay Clinic | clinic | Solar Suitcase | 125 | Light Every Birth - Liberia |  |  | 1 | 125
2018/6 | Liberia | Nimba | Yarwin-Mehnsonnoh | We Care Solar, Ministry Of Health, EnDev, Africare, PHIL | Africare | Kwendin Clinic | clinic | Solar Suitcase | 125 | Light Every Birth - Liberia |  |  | 1 | 125
2018/6 | Liberia | Nimba | Zoegeh | We Care Solar, Ministry Of Health, EnDev, Africare, PHIL | Africare | Lepula Clinic | clinic | Solar Suitcase | 125 | Light Every Birth - Liberia |  |  | 1 | 125
2018/6 | Liberia | Nimba | Sanniquellie Mah | We Care Solar, Ministry Of Health, EnDev, Africare, PHIL | Africare | Lugbehyee Clinic | clinic | Solar Suitcase | 125 | Light Every Birth - Liberia |  |  | 1 | 125
2018/6 | Liberia | Bong | Zota | We Care Solar, Ministry Of Health, EnDev, Africare, PHIL | Africare | Naama Clinic | clinic | Solar Suitcase | 125 | Light Every Birth - Liberia |  |  | 1 | 125
2018/6 | Liberia | Bong | Suakoko | We Care Solar, Ministry Of Health, EnDev, Africare, PHIL | Africare | Nyarta Clinic | clinic | Solar Suitcase | 125 | Light Every Birth - Liberia |  |  | 1 | 125
2018/6 | Liberia | Bong | Panta-Kpaii | We Care Solar, Ministry Of Health, EnDev, Africare, PHIL | Africare | Palala Clinic | clinic | Solar Suitcase | 125 | Light Every Birth - Liberia |  |  | 1 | 125
2018/6 | Liberia | Nimba | Zoe-Geh | We Care Solar, Ministry Of Health, EnDev, Africare, PHIL | Africare | Payee Clinic | clinic | Solar Suitcase | 125 | Light Every Birth - Liberia |  |  | 1 | 125
2018/6 | Liberia | Bong | Kokoyah | We Care Solar, Ministry Of Health, EnDev, Africare, PHIL | Africare | Rockcrusher Clinic | clinic | Solar Suitcase | 125 | Light Every Birth - Liberia |  |  | 1 | 125
2018/6 | Liberia | Bong | Jorquelleh | We Care Solar, Ministry Of Health, EnDev, Africare, PHIL | Africare | Samay Clinic | clinic | Solar Suitcase | 125 | Light Every Birth - Liberia |  |  | 1 | 125
2018/6 | Liberia | Bong | Zota | We Care Solar, Ministry Of Health, EnDev, Africare, PHIL | Africare | Shankpalai Clinic | clinic | Solar Suitcase | 125 | Light Every Birth - Liberia |  |  | 1 | 125
2018/6 | Liberia | Nimba | Gbehlay-Geh | We Care Solar, Ministry Of Health, EnDev, Africare, PHIL | Africare | Slangonplay Clinic | clinic | Solar Suitcase | 125 | Light Every Birth - Liberia |  |  | 1 | 125
2018/6 | Liberia | Nimba | Tappita | We Care Solar, Ministry Of Health, EnDev, Africare, PHIL | Africare | Toweh Town Clinic | clinic | Solar Suitcase | 125 | Light Every Birth - Liberia |  |  | 1 | 125
2018/6 | Liberia | Nimba | Saclepea Mah | We Care Solar, Ministry Of Health, EnDev, Africare, PHIL | Africare | Tunukpuyee Clinic | clinic | Solar Suitcase | 125 | Light Every Birth - Liberia |  |  | 1 | 125
2018/6 | Liberia | Bong | Jorquelleh | We Care Solar, Ministry Of Health, EnDev, Africare, PHIL | Africare | Wainsue Clinic | clinic | Solar Suitcase | 125 | Light Every Birth - Liberia |  |  | 1 | 125
2018/6 | Liberia | Nimba | Zoe-Geh | We Care Solar, Ministry Of Health, EnDev, Africare, PHIL | Africare | Wehplay Clinic | clinic | Solar Suitcase | 125 | Light Every Birth - Liberia |  |  | 1 | 125
2018/6 | Liberia | Nimba | Gbehlay-Geh | We Care Solar, Ministry Of Health, EnDev, Africare, PHIL | Africare | Younlay Clinic | clinic | Solar Suitcase | 125 | Light Every Birth - Liberia |  |  | 1 | 125
2018/6 | Liberia | Nimba | Saclepea Mah | We Care Solar, Ministry Of Health, EnDev, Africare, PHIL | Africare | Zahn Banla Clinic | clinic | Solar Suitcase | 125 | Light Every Birth - Liberia |  |  | 1 | 125
2018/6 | Liberia | Bong | Suakoko | We Care Solar, Ministry Of Health, EnDev, Africare, PHIL | Africare | Zeansue Clinic | clinic | Solar Suitcase | 125 | Light Every Birth - Liberia |  |  | 1 | 125
2018/6 | Liberia | Nimba | Gbehlay-Geh | We Care Solar, Ministry Of Health, EnDev, Africare, PHIL | Africare | Zorgowee Clinic | clinic | Solar Suitcase | 125 | Light Every Birth - Liberia |  |  | 1 | 125
2018/6 | Liberia | Nimba | Tappita | We Care Solar, Ministry Of Health, EnDev, Africare, PHIL | Africare | Zuaplay Clinic | clinic | Solar Suitcase | 125 | Light Every Birth - Liberia |  |  | 1 | 125
2018/6 | Liberia | Grand Bassa | Buchanan | We Care Solar, Ministry Of Health, EnDev, Africare, PHIL | Africare | Barcoline Clinic | clinic | Solar Suitcase | 125 | Light Every Birth - Liberia |  |  | 1 | 125
2018/6 | Liberia | Grand Bassa | #3B | We Care Solar, Ministry Of Health, EnDev, Africare, PHIL | Africare | Barseegiah Community Clinic | clinic | Solar Suitcase | 125 | Light Every Birth - Liberia |  |  | 1 | 125
2018/6 | Liberia | Montserrado |  | We Care Solar, Ministry Of Health, EnDev, Africare, PHIL | Africare | Blamacee Clinic | clinic | Solar Suitcase | 125 | Light Every Birth - Liberia |  |  | 1 | 125
2018/6 | Liberia | Montserrado | Careysburg | We Care Solar, Ministry Of Health, EnDev, Africare, PHIL | Africare | Careysburg Community Clinic | clinic | Solar Suitcase | 125 | Light Every Birth - Liberia |  |  | 1 | 125
2018/6 | Liberia | River Cess |  | We Care Solar, Ministry Of Health, EnDev, Africare, PHIL | Africare | Charlie Town Clinic | clinic | Solar Suitcase | 125 | Light Every Birth - Liberia |  |  | 1 | 125
2018/6 | Liberia | Grand Bassa | #3A | We Care Solar, Ministry Of Health, EnDev, Africare, PHIL | Africare | Compound #3 | clinic | Solar Suitcase | 125 | Light Every Birth - Liberia |  |  | 1 | 125
2018/6 | Liberia | Grand Bassa | #4 | We Care Solar, Ministry Of Health, EnDev, Africare, PHIL | PHIL | Compound #4 | clinic | Solar Suitcase | 125 | Light Every Birth - Liberia |  |  | 1 | 125
2018/6 | Liberia | Montserrado | Careysburg | We Care Solar, Ministry Of Health, EnDev, Africare, PHIL | PHIL | Crozierville Community Clinic | clinic | Solar Suitcase | 125 | Light Every Birth - Liberia |  |  | 1 | 125
2018/6 | Liberia | River Cess |  | We Care Solar, Ministry Of Health, EnDev, Africare, PHIL | PHIL | Dorbor | clinic | Solar Suitcase | 125 | Light Every Birth - Liberia |  |  | 1 | 125
2018/6 | Liberia | Grand Bassa | #1 | We Care Solar, Ministry Of Health, EnDev, Africare, PHIL | PHIL | Edina Government Clinic | clinic | Solar Suitcase | 125 | Light Every Birth - Liberia |  |  | 1 | 125
2018/6 | Liberia | Margibi | Kakata | We Care Solar, Ministry Of Health, EnDev, Africare, PHIL | PHIL | Gbayeta Clinic | clinic | Solar Suitcase | 125 | Light Every Birth - Liberia |  |  | 1 | 125
2018/6 | Liberia | River Cess |  | We Care Solar, Ministry Of Health, EnDev, Africare, PHIL | PHIL | Gblorseo | clinic | Solar Suitcase | 125 | Light Every Birth - Liberia |  |  | 1 | 125
2018/6 | Liberia | Montserrado | Todee | We Care Solar, Ministry Of Health, EnDev, Africare, PHIL | PHIL | Goba Town Clinic | clinic | Solar Suitcase | 125 | Light Every Birth - Liberia |  |  | 1 | 125
2018/6 | Liberia | River Cess |  | We Care Solar, Ministry Of Health, EnDev, Africare, PHIL | PHIL | Gozohn | clinic | Solar Suitcase | 125 | Light Every Birth - Liberia |  |  | 1 | 125
2018/6 | Liberia | River Cess |  | We Care Solar, Ministry Of Health, EnDev, Africare, PHIL | PHIL | ITI | clinic | Solar Suitcase | 125 | Light Every Birth - Liberia |  |  | 1 | 125
2018/6 | Liberia | Margibi | Kakata | We Care Solar, Ministry Of Health, EnDev, Africare, PHIL | PHIL | Kakata Health Center | clinic | Solar Suitcase | 125 | Light Every Birth - Liberia |  |  | 1 | 125
2018/6 | Liberia | River Cess |  | We Care Solar, Ministry Of Health, EnDev, Africare, PHIL | PHIL | Kangbo | clinic | Solar Suitcase | 125 | Light Every Birth - Liberia |  |  | 1 | 125
2018/6 | Liberia | River Cess |  | We Care Solar, Ministry Of Health, EnDev, Africare, PHIL | PHIL | Kploh (Zammie) | clinic | Solar Suitcase | 125 | Light Every Birth - Liberia |  |  | 1 | 125
2018/6 | Liberia | Margibi | Kakata | We Care Solar, Ministry Of Health, EnDev, Africare, PHIL | PHIL | Larkayeta Clinic | clinic | Solar Suitcase | 125 | Light Every Birth - Liberia |  |  | 1 | 125
2018/6 | Liberia | River Cess |  | We Care Solar, Ministry Of Health, EnDev, Africare, PHIL | PHIL | Larkpasee | clinic | Solar Suitcase | 125 | Light Every Birth - Liberia |  |  | 1 | 125
2018/6 | Liberia | Grand Bassa | #7 | We Care Solar, Ministry Of Health, EnDev, Africare, PHIL | PHIL | Little Bassa Clinic | clinic | Solar Suitcase | 125 | Light Every Birth - Liberia |  |  | 1 | 125
2018/6 | Liberia | Grand Bassa | #4 | We Care Solar, Ministry Of Health, EnDev, Africare, PHIL | PHIL | Little Kola | clinic | Solar Suitcase | 125 | Light Every Birth - Liberia |  |  | 1 | 125
2018/6 | Liberia | Grand Bassa | Owensgrove | We Care Solar, Ministry Of Health, EnDev, Africare, PHIL | PHIL | Owensgrove Clinic | clinic | Solar Suitcase | 125 | Light Every Birth - Liberia |  |  | 1 | 125
2018/6 | Liberia | Margibi | Gibi | We Care Solar, Ministry Of Health, EnDev, Africare, PHIL | PHIL | Peter Town Clinic | clinic | Solar Suitcase | 125 | Light Every Birth - Liberia |  |  | 1 | 125
2018/6 | Liberia | Grand Bassa | #2 | We Care Solar, Ministry Of Health, EnDev, Africare, PHIL | PHIL | St. John Clinic | clinic | Solar Suitcase | 125 | Light Every Birth - Liberia |  |  | 1 | 125
2018/6 | Liberia | River Cess |  | We Care Solar, Ministry Of Health, EnDev, Africare, PHIL | PHIL | Timbo Compound | clinic | Solar Suitcase | 125 | Light Every Birth - Liberia |  |  | 1 | 125
2018/6 | Liberia | Margibi | Kakata | We Care Solar, Ministry Of Health, EnDev, Africare, PHIL | PHIL | Yeamai Clinic | clinic | Solar Suitcase | 125 | Light Every Birth - Liberia |  |  | 1 | 125
2018/6 | Liberia | Grand Bassa | #4 | We Care Solar, Ministry Of Health, EnDev, Africare, PHIL | PHIL | Zondo Community Clinic | clinic | Solar Suitcase | 125 | Light Every Birth - Liberia |  |  | 1 | 125
2018/6 | Liberia | Margibi | Kakata | We Care Solar, Ministry Of Health, EnDev, Africare, PHIL | PHIL | Gbayeta Clinic | clinic | Solar Suitcase | 125 | Light Every Birth - Liberia |  |  | 1 | 125
2018/6 | Liberia | Margibi | Kakata | We Care Solar, Ministry Of Health, EnDev, Africare, PHIL | PHIL | Kakata Health Center | clinic | Solar Suitcase | 125 | Light Every Birth - Liberia |  |  | 1 | 125
2018/6 | Liberia | Margibi | Kakata | We Care Solar, Ministry Of Health, EnDev, Africare, PHIL | PHIL | Larkayeta Clinic | clinic | Solar Suitcase | 125 | Light Every Birth - Liberia |  |  | 1 | 125
2018/6 | Liberia | Margibi | Gibi | We Care Solar, Ministry Of Health, EnDev, Africare, PHIL | PHIL | Peter Town Clinic | clinic | Solar Suitcase | 125 | Light Every Birth - Liberia |  |  | 1 | 125
2018/6 | Liberia | Margibi | Gibi | We Care Solar, Ministry Of Health, EnDev, Africare, PHIL | PHIL | Worhn Clinic | clinic | Solar Suitcase | 125 | Light Every Birth - Liberia |  |  | 1 | 125
2018/6 | Liberia | Margibi | Kakata | We Care Solar, Ministry Of Health, EnDev, Africare, PHIL | PHIL | Yeamai Clinic | clinic | Solar Suitcase | 125 | Light Every Birth - Liberia |  |  | 1 | 125
2018/6 | Sierra Leone | Kailahun | Yawei | Environmental Foundation for Africa, EU | Environmental Foundation for Africa | Bendu Methodist Primary School | school | stand-alone solar system | 2000 | Rural Energy Activating Livelihoods |  |  | 1 | 2000
2018/6 | Sierra Leone | Kailahun | Mandu | Environmental Foundation for Africa, EU | Environmental Foundation for Africa | Benduma Health Centre | health centre | stand-alone solar system | 1000 | Rural Energy Activating Livelihoods |  |  | 1 | 1000
2018/6 | Sierra Leone | Kailahun | Dia | Environmental Foundation for Africa, EU | Environmental Foundation for Africa | Baima Roman Catholic Primary School | school | stand-alone solar system | 2000 | Rural Energy Activating Livelihoods |  |  | 1 | 2000
2018/6 | Sierra Leone | Kailahun | Malema | Environmental Foundation for Africa, EU | Environmental Foundation for Africa | Sakeyema Provincial Islamic Primary School | school | stand-alone solar system | 2000 | Rural Energy Activating Livelihoods |  |  | 1 | 2000
2018/6 | Sierra Leone | Kailahun | Upper Bambara | Environmental Foundation for Africa, EU | Environmental Foundation for Africa | Jojoma Health Centre | health centre | stand-alone solar system | 1000 | Rural Energy Activating Livelihoods |  |  | 1 | 1000
2018/6 | Sierra Leone | Kailahun | Upper Bambara | Environmental Foundation for Africa, EU | Environmental Foundation for Africa | Jojoma Methodist Primary School | school | stand-alone solar system | 2000 | Rural Energy Activating Livelihoods |  |  | 1 | 2000
2018/6 | Sierra Leone | Kailahun | Kissi Tongi | Environmental Foundation for Africa, EU | Environmental Foundation for Africa | Kailahun District Community Primary School - Saima | school | stand-alone solar system | 2000 | Rural Energy Activating Livelihoods |  |  | 1 | 2000
2018/6 | Sierra Leone | Kono | Nimikoro | Environmental Foundation for Africa, EU | Environmental Foundation for Africa | Jaima Health Centre | health centre | stand-alone solar system | 1000 | Rural Energy Activating Livelihoods |  |  | 1 | 1000
2018/6 | Sierra Leone | Kono | Nimikoro | Environmental Foundation for Africa, EU | Environmental Foundation for Africa | Jaima Jaima Junior Secondary School | school | stand-alone solar system | 2000 | Rural Energy Activating Livelihoods |  |  | 1 | 2000
2018/6 | Sierra Leone | Kono | Nimikoro | Environmental Foundation for Africa, EU | Environmental Foundation for Africa | Yengema Health Centre | health centre | stand-alone solar system | 1000 | Rural Energy Activating Livelihoods |  |  | 1 | 1000
2018/6 | Sierra Leone | Kono | Nimikoro | Environmental Foundation for Africa, EU | Environmental Foundation for Africa | Yengema Secondary School | school | stand-alone solar system | 2000 | Rural Energy Activating Livelihoods |  |  | 1 | 2000
2018/6 | Sierra Leone | Kono | Sandor | Environmental Foundation for Africa, EU | Environmental Foundation for Africa | Yormadu high Secondary School | school | stand-alone solar system | 2000 | Rural Energy Activating Livelihoods |  |  | 1 | 2000
2018/6 | Sierra Leone | Kono | Sandor | Environmental Foundation for Africa, EU | Environmental Foundation for Africa | Kaiyema Nusrat Jahan Ahmadiyia Secondary School | school | stand-alone solar system | 2000 | Rural Energy Activating Livelihoods |  |  | 1 | 2000
2018/6 | Sierra Leone | Kono | Kamara | Environmental Foundation for Africa, EU | Environmental Foundation for Africa | Tombodu Health Centre | health centre | stand-alone solar system | 1000 | Rural Energy Activating Livelihoods |  |  | 1 | 1000
2018/6 | Sierra Leone | Kono | Gbane Kandor | Environmental Foundation for Africa, EU | Environmental Foundation for Africa | Koardu UMC Primary School | school | stand-alone solar system | 2000 | Rural Energy Activating Livelihoods |  |  | 1 | 2000
2018/6 | Sierra Leone | Kono | Gbane | Environmental Foundation for Africa, EU | Environmental Foundation for Africa | Ngandorhun Health Centre | health centre | stand-alone solar system | 1000 | Rural Energy Activating Livelihoods |  |  | 1 | 1000
2012/12 | Liberia | Nimba | Ganta | UNIDO | Private Company | MYS Ganta Youth Centre | training centre | stand-alone solar system | 10000 |  |  |  | 1 | 10000
2012/12 | Liberia | Nimba | Ganta | UNIDO | Private Company | Youth Centre | training centre | stand-alone solar system | 5000 |  |  |  | 1 | 5000
2012/12 | Liberia | Maryland | Harper | UNIDO | Private Company | Tubbmann University | training centre | stand-alone solar system | 20000 |  |  |  | 1 | 20000
2018/6 | Sierra Leone | Pujehun | Barri Barri | Environmental Foundation for Africa, EU | Environmental Foundation for Africa | Potoru Vaama Health Centre | health centre | stand-alone solar system | 1000 | Rural Energy Activating Livelihoods |  |  | 1 | 1000
2018/6 | Sierra Leone | Pujehun | Barri Barri | Environmental Foundation for Africa, EU | Environmental Foundation for Africa | Potoru Vaama RC Primary School | school | stand-alone solar system | 2000 | Rural Energy Activating Livelihoods |  |  | 1 | 2000
2018/6 | Sierra Leone | Pujehun | Barri | Environmental Foundation for Africa, EU | Environmental Foundation for Africa | Tiwai Island Research Station Ecotourism Camp | research station, ecotourism camp | stand-alone solar system | 1000 | Rural Energy Activating Livelihoods |  |  | 1 | 1000
2018/6 | Sierra Leone | Kambia |  | GOAL | Private Company |  | office | stand-alone solar system | 1000 |  |  |  | 1 | 1000
2018/6 | Sierra Leone | Kambia |  | GOAL | Private Company |  | office | stand-alone solar system | 1000 |  |  |  | 1 | 1000
2018/6 | Sierra Leone | Kono | Gbense Koidu | GIZ/Employment Promotion Programme (EPP) | EnDev | EPP Field office-Koidu | office | stand-alone solar system | 6500 |  | 8.6484 | -10.9681 | 1 | 6500
2018/6 | Sierra Leone | Kailahun | Kailahun | GIZ/Employment Promotion Programme (EPP) | EnDev | EPP Field office-Kailahun | office | stand-alone solar system | 4500 |  |  |  | 1 | 4500
2018/6 | Sierra Leone | Koinadugu | Kabala | GIZ/Employment Promotion Programme (EPP) | EnDev | EPP Field office-Kabala | office | stand-alone solar system | 4500 |  |  |  | 1 | 4500
2018/6 | Sierra Leone | Kailahun |  | BMZ, WHH, SEND Foundation | ENFO | Dambu PHU | health centre | stand-alone solar system | 2400 | WASH Project |  |  | 1 | 2400
2018/6 | Sierra Leone | Kailahun |  | BMZ, WHH, SEND Foundation | ENFO | Bomboun PHU | health centre | stand-alone solar system | 2400 | WASH Project |  |  | 1 | 2400
2018/6 | Sierra Leone | Kailahun |  | BMZ, WHH, SEND Foundation | ENFO | Yoyah PHU | health centre | stand-alone solar system | 2400 | WASH Project |  |  | 1 | 2400
2018/6 | Sierra Leone | Kailahun |  | BMZ, WHH, SEND Foundation | ENFO | Baiwalla PHU | health centre | stand-alone solar system | 2400 | WASH Project |  |  | 1 | 2400
2010/12 | Liberia | Nimba | Ganta | UNICEF | ENFO | Ganta Secondary School | school | stand-alone solar system | 4725 |  |  |  | 1 | 4725
2018/6 | Sierra Leone | Kailahun |  | BMZ, WHH, SEND Foundation | ENFO | Segbwema PHU | health centre | stand-alone solar system | 2400 | WASH Project |  |  | 1 | 2400
2018/6 | Sierra Leone | Kailahun |  | BMZ, WHH, SEND Foundation | ENFO | Kangama PHU | health centre | stand-alone solar system | 2400 | WASH Project |  |  | 1 | 2400
2018/6 | Sierra Leone | Kailahun |  | BMZ, WHH, SEND Foundation | ENFO | Golahun Bongre PHU | health centre | stand-alone solar system | 2400 | WASH Project |  |  | 1 | 2400
2018/6 | Sierra Leone | Kailahun |  | BMZ, WHH, SEND Foundation | ENFO | Massyiema PHU | health centre | stand-alone solar system | 2400 | WASH Project |  |  | 1 | 2400
2018/6 | Sierra Leone | Kenema |  | BMZ, WHH, SEND Foundation | ENFO | Jui PHU | health centre | stand-alone solar system | 2400 | WASH Project |  |  | 1 | 2400
2018/6 | Sierra Leone | Kenema |  | BMZ, WHH, SEND Foundation | ENFO | Ngaiwahun PHU | health centre | stand-alone solar system | 2400 | WASH Project |  |  | 1 | 2400
2018/6 | Sierra Leone | Bombali |  | private donor | ENFO | Rocke Fullah School | school | stand-alone solar system | 1000 |  |  |  | 1 | 1000
2018/6 | Sierra Leone | Koinadugu |  | Medicos del Mundo | Private Company | Alkalia Health Centre | health centre | stand-alone solar system | 460 |  | 9.1479 | -11.388 | 1 | 460
2018/6 | Sierra Leone | Port Loko |  | Don Bosco | Private Company | Don Bosco Orphanage Home | orphanage | stand-alone solar system | 230 |  | 8.6335 | -13.2131 | 1 | 230
2018/6 | Sierra Leone | Kenema |  |  | Private Company | Niahun Simbaru Community Mosque | mosque | stand-alone solar system | 230 |  | 8.165 | -11.3338 | 1 | 230
2018/6 | Sierra Leone | Bombali |  | National Protected Area Authority (NPAA), GEF, World Bank | Private Company | Outamba Kilimi National Park Administrative Building | office | stand-alone solar system | 1150 | Biodiversity Conservation Project | 9.6675 | -12.1736 | 1 | 1150
2018/6 | Sierra Leone | Bombali |  | National Protected Area Authority (NPAA), GEF, World Bank | Private Company | Baremakha Forest Guard Post | forest guard post | stand-alone solar system | 460 | Biodiversity Conservation Project | 9.6281 | -12.4701 | 1 | 460
2018/6 | Sierra Leone | Bombali |  | National Protected Area Authority (NPAA), GEF, World Bank | Private Company | Sanya Forest Guards Post | forest guard post | stand-alone solar system | 460 | Biodiversity Conservation Project | 9.8318 | -12.3841 | 1 | 460
2018/6 | Sierra Leone | Bombali |  | National Protected Area Authority (NPAA), GEF, World Bank | Private Company | Koto Forest Guards Post | forest guard post | stand-alone solar system | 460 | Biodiversity Conservation Project | 9.6672 | -12.1727 | 1 | 460
2018/6 | Sierra Leone | Kenema | Lower Bambara | Ministry of Health (EPI), UNICEF | Ministry of Health (EPI) | Petema | health centre | solar fridge | 370 | Expanded Programme of Immunization |  |  | 1 | 370
2018/6 | Sierra Leone | Port Loko | Koya | Ministry of Health (EPI), UNICEF | Ministry of Health (EPI) | Mile 38 | health centre | solar fridge | 370 | Expanded Programme of Immunization |  |  | 1 | 370
2018/6 | Sierra Leone | Western Urban | Western Area Urban | Ministry of Health (EPI), UNICEF | Ministry of Health (EPI) | Signal Hill Rd | health centre | solar fridge | 370 | Expanded Programme of Immunization |  |  | 1 | 370
2018/6 | Sierra Leone | Tonkolili | Yoni | Ministry of Health (EPI), UNICEF | Ministry of Health (EPI) | Bekelokoh | health centre | solar fridge | 370 | Expanded Programme of Immunization |  |  | 1 | 370
2018/6 | Sierra Leone | Tonkolili | Yoni | Ministry of Health (EPI), UNICEF | Ministry of Health (EPI) | Magbassa | health centre | solar fridge | 370 | Expanded Programme of Immunization |  |  | 1 | 370
2018/6 | Sierra Leone | Tonkolili | Yoni | Ministry of Health (EPI), UNICEF | Ministry of Health (EPI) | Komrabai Station | health centre | solar fridge | 370 | Expanded Programme of Immunization |  |  | 1 | 370
2018/6 | Sierra Leone | Tonkolili | Malal Mara | Ministry of Health (EPI), UNICEF | Ministry of Health (EPI) | Mara | health centre | solar fridge | 370 | Expanded Programme of Immunization |  |  | 1 | 370
2018/6 | Sierra Leone | Tonkolili | Matati-Mile 91, Yoni Chiefdom | Future in our Hands SL | Private Company | Mike Thomas Community School | school | SHS | 150 |  |  |  | 1 | 150
2018/6 | Sierra Leone | Tonkolili | Rosarr-Binthee, Kunike Chiefdom | Future in our Hands SL | Private Company | Rosarr Primary Education Project | school | SHS | 100 |  |  |  | 1 | 100
2018/6 | Sierra Leone | Tonkolili | Masingbi, Kunike Chiefdom | Future in our Hands SL | Private Company | Masingbi Secondary School | school | stand-alone solar system | 1060 |  |  |  | 1 | 1060
2018/6 | Sierra Leone | Western Urban | Leicester - O'Neil Street | Oxfam, Concern, Save the Children, Action Against Hunger |  |  | community solar water pump | solar pump | 1350 | Freetown WASH Consortium | 8.4739 | -13.230682999999900 | 1 | 1350
2018/6 | Sierra Leone | Western Urban | Leicester - Tree planting | Oxfam, Concern, Save the Children, Action Against Hunger |  |  | community solar water pump | solar pump | 1350 | Freetown WASH Consortium | 8.470067 | -13.2238 | 1 | 1350
2018/6 | Sierra Leone | Western Urban | Wilberforce Village- Back of school | Oxfam, Concern, Save the Children, Action Against Hunger |  |  | community solar water pump | solar pump | 560 | Freetown WASH Consortium | 8.44365 | -13.16125 | 1 | 560
2018/6 | Sierra Leone | Western Urban | Gloucester- Loko Town | Oxfam, Concern, Save the Children, Action Against Hunger |  |  | community solar water pump | solar pump | 560 | Freetown WASH Consortium | 8.470133 | -13.22375 | 1 | 560
2018/6 | Sierra Leone | Western Urban | Dwarzak- Community Centre | Oxfam, Concern, Save the Children, Action Against Hunger |  |  | community solar water pump | solar pump | 560 | Freetown WASH Consortium | 8.465183 | -13.2308 | 1 | 560
2018/6 | Sierra Leone | Western Urban | Rokupa- Sankoh Street via Yanka Kanu Street | Oxfam, Concern, Save the Children, Action Against Hunger |  |  | community solar water pump | solar pump | 560 | Freetown WASH Consortium | 8.440883 | -13.15904999999998 | 1 | 560
2018/6 | Sierra Leone | Western Urban | Allen Town, Orogu Bridge, Mayemi | Oxfam, Concern, Save the Children, Action Against Hunger |  |  | community solar water pump | solar pump | 1000 | Freetown WASH Consortium | 8.39965 | -13.146216999999900 | 1 | 1000
2018/6 | Sierra Leone | Western Urban | Allen Town Furniture Junction, Tejan Drive | Oxfam, Concern, Save the Children, Action Against Hunger |  |  | community solar water pump | solar pump | 810 | Freetown WASH Consortium | 8.407483 | -13.141517000000000 | 1 | 810
2018/6 | Sierra Leone | Western Urban | Upper Consider Lane, Golima Farm, Calaba town | Oxfam, Concern, Save the Children, Action Against Hunger |  |  | community solar water pump | solar pump | 1000 | Freetown WASH Consortium | 8.437617 | -13.165933 | 1 | 1000
2018/6 | Sierra Leone | Western Urban | Mission Road, Bottle Field | Oxfam, Concern, Save the Children, Action Against Hunger |  |  | community solar water pump | solar pump | 1000 | Freetown WASH Consortium | 8.430017 | -13.160267 | 1 | 1000
2018/6 | Sierra Leone | Western Urban | Osman lane, Calaba town | Oxfam, Concern, Save the Children, Action Against Hunger |  |  | community solar water pump | solar pump | 1000 | Freetown WASH Consortium | 8.407567 | -13.14175 | 1 | 1000
2018/6 | Sierra Leone | Western Urban | New site , Old Wharf | Oxfam, Concern, Save the Children, Action Against Hunger |  |  | community solar water pump | solar pump | 1000 | Freetown WASH Consortium | 8.440933 | -13.159067 | 1 | 1000
2018/6 | Sierra Leone | Western Urban | Tejan street , Calaba town | Oxfam, Concern, Save the Children, Action Against Hunger |  |  | community solar water pump | solar pump | 1000 | Freetown WASH Consortium | 8.434883 | -13.156367 | 1 | 1000
2018/6 | Sierra Leone | Western Urban | Congo Water, Post Office Road | Oxfam, Concern, Save the Children, Action Against Hunger |  |  | community solar water pump | solar pump | 1000 | Freetown WASH Consortium | 8.455067 | -13.171917 | 1 | 1000
2018/6 | Sierra Leone | Western Urban | Abdulai Lane - Portee Market | Oxfam, Concern, Save the Children, Action Against Hunger |  |  | community solar water pump | solar pump | 1350 | Freetown WASH Consortium | 8.46365 | -13.176117 | 1 | 1350
2018/6 | Sierra Leone | Bo |  | Renewable Energy Association of Sierra Leone (REASL) | Private Company | Caritas Midwifery School | school | stand-alone solar system | 22000 |  |  |  | 1 | 22000
[13 empty] | TOTAL Watt installed | 6081825
=6MW 82kW

## SHS PU
Half Year | Country | County (Liberia) District (Sierra Leone) | District (Liberia) Chiefdom (Sierra Leone) | Partner involved | Installed by | Name of Enterprise | Type of Enterprise | Type of System | Total Solar Module Size (Wp) | Project | GPS Latitude | GPS Longitude | Number of Systems Installed | Total Watt installed per Location
2009/12 | Sierra Leone | Bombali | Makeni | Inveneo | ENFO | Supporting Micro-Finance | finanical services | stand-alone solar system | 360 |  |  |  | 1 | 360
2009/12 | Sierra Leone | Western Urban | Freetown | Inveneo | ENFO | Supporting Micro-Finance | finanical services | stand-alone solar system | 360 |  |  |  | 1 | 360
2010/6 | Sierra Leone | Bombali | Kamabai | Christian Aid | ENFO | Community CharginE Stations | charging centre | stand-alone solar system | 350 |  |  |  | 1 | 350
2010/6 | Sierra Leone | Bonthe | Matrru Jong | Christian Aid | ENFO | Community Charging Stations | charging centre | stand-alone solar system | 350 |  |  |  | 1 | 350
2011/6 | Sierra Leone | Kono | Kamaso | Private | ENFO | Solar Irrigation | business | stand-alone solar system | 350 |  |  |  | 1 | 350
2012/6 | Sierra Leone | Kambia | Rokupr | GIZ/ Private | ENFO | Rokupr CCSs | charging centre | stand-alone solar system | 380 |  |  |  | 1 | 380
2012/6 | Sierra Leone | Koinadugu |  | GIZ | ENFO | Koinadugu CCSs | charging centre | stand-alone solar system | 120 |  |  |  | 4 | 480
2012/6 | Sierra Leone | Kenema | Gorahun | WHH | ENFO | Gorahun CCSs | charging centre | stand-alone solar system | 250 |  |  |  | 1 | 250
2012/6 | Sierra Leone | Kailahun | Bandajuma | WHH | ENFO | Bandajuma CCSs | charging centre | stand-alone solar system | 250 |  |  |  | 1 | 250
2012/6 | Sierra Leone | Western Rural | Newton | First Step | ENFO | First Step SEZ | business | stand-alone solar system | 1200 |  |  |  | 1 | 1200
2012/12 | Sierra Leone | Kambia | Kassirie | GIZ/ Private | ENFO | Kassirie CCS | charging centre | stand-alone solar system | 460 |  |  |  | 1 | 460
2012/12 | Sierra Leone | Kono | Kono | GIZ | ENFO | Kono CCSs | charging centre | stand-alone solar system | 125 |  |  |  | 8 | 1000
2012/12 | Sierra Leone | Kailahun | Kailahun | GIZ | ENFO | Kailahun CCSs | charging centre | stand-alone solar system | 125 |  |  |  | 8 | 1000
2012/12 | Sierra Leone | Kenema | Kenema | BBC Media Action | ENFO | Eastern Radio | radio station | stand-alone solar system | 6000 |  |  |  | 1 | 6000
2015/6 | Sierra Leone | Western Rural | River 2 | Bollore | ENFO | River No. 2 Icematic svstem | business | stand-alone solar system | 400 |  |  |  | 1 | 400
2015/6 | Sierra Leone | Bonthe | Mbokie | Christian Aid | ENFO | IOM Small Scale Fishers Project | business | stand-alone solar system | 800 |  |  |  | 1 | 800
2016/12 | Sierra Leone | Western Rural | Western Urban | Barefoot Women Solar College | Private Company | JC guest house | guest house | stand-alone solar system | 3220 |  |  |  | 1 | 3220
2016/12 | Sierra Leone | Kambia | Gbalamuya | National Protected Area Authority (NPAA), GEF, World Bank | Private Company | Gbalamuya solar charging centre | charging centre | stand-alone solar system | 825 | Biodiversity Conservation Project |  |  | 1 | 825
2017/6 | Sierra Leone | Kenema |  | WHH, Oxfam, ENFO, COOPI, EU | ENFO | Upper Wangeh |  | stand-alone solar system | 5000 | Promoting Renewable Energy Services for Social Development (PRESSD-SL) |  |  | 1 | 5000
2017/6 | Sierra Leone | Kenema |  | WHH, Oxfam, ENFO, COOPI, EU | ENFO | Wouwha ABC | energy hub | stand-alone solar system | 5000 | Promoting Renewable Energy Services for Social Development (PRESSD-SL) |  |  | 1 | 5000
2017/6 | Sierra Leone | Kenema |  | WHH, Oxfam, ENFO, COOPI, EU | ENFO | Imbaru Decendat Assoc.(SimDA) | energy hub | stand-alone solar system | 5000 | Promoting Renewable Energy Services for Social Development (PRESSD-SL) |  |  | 1 | 5000
2017/6 | Sierra Leone | Bombali |  | WHH, Oxfam, ENFO, COOPI, EU | ENFO | Ladeka ABC | energy hub | stand-alone solar system | 5000 | Promoting Renewable Energy Services for Social Development (PRESSD-SL) |  |  | 1 | 5000
2017/6 | Sierra Leone | Bombali |  | WHH, Oxfam, ENFO, COOPI, EU | ENFO | Dibiyonah ABC | energy hub | stand-alone solar system | 5000 | Promoting Renewable Energy Services for Social Development (PRESSD-SL) |  |  | 1 | 5000
2017/6 | Sierra Leone | Port Loko |  | WHH, Oxfam, ENFO, COOPI, EU | ENFO | Maforki Farmers Union ABC | energy hub | stand-alone solar system | 5000 | Promoting Renewable Energy Services for Social Development (PRESSD-SL) |  |  | 1 | 5000
2017/6 | Sierra Leone | Kambia |  | WHH, Oxfam, ENFO, COOPI, EU | ENFO | Nye A Kur ABC | energy hub | stand-alone solar system | 5000 | Promoting Renewable Energy Services for Social Development (PRESSD-SL) |  |  | 1 | 5000
2017/6 | Sierra Leone | Kambia |  | WHH, Oxfam, ENFO, COOPI, EU | ENFO | Nerica ABC - CPU | energy hub | stand-alone solar system | 5000 | Promoting Renewable Energy Services for Social Development (PRESSD-SL) |  |  | 1 | 5000
2017/6 | Sierra Leone | Kono |  | WHH, Oxfam, ENFO, COOPI, EU | ENFO | Kwedondoya ABC | energy hub | stand-alone solar system | 5000 | Promoting Renewable Energy Services for Social Development (PRESSD-SL) |  |  | 1 | 5000
2017/6 | Sierra Leone | Kono |  | WHH, Oxfam, ENFO, COOPI, EU | ENFO | Fiama ABC | energy hub | stand-alone solar system | 5000 | Promoting Renewable Energy Services for Social Development (PRESSD-SL) |  |  | 1 | 5000
2017/6 | Sierra Leone | Kono |  | WHH, Oxfam, ENFO, COOPI, EU | ENFO | Gbane ABC | energy hub | stand-alone solar system | 5000 | Promoting Renewable Energy Services for Social Development (PRESSD-SL) |  |  | 1 | 5000
2017/6 | Sierra Leone | Kono |  | WHH, Oxfam, ENFO, COOPI, EU | ENFO | Kangama community APC | energy hub | stand-alone solar system | 5000 | Promoting Renewable Energy Services for Social Development (PRESSD-SL) |  |  | 1 | 5000
2017/6 | Sierra Leone | Bombali |  | WHH, Oxfam, ENFO, COOPI, EU | ENFO | Manonkoh | charging centre | stand-alone solar system | 500 | Promoting Renewable Energy Services for Social Development (PRESSD-SL) |  |  | 1 | 500
2017/6 | Sierra Leone | Bombali |  | WHH, Oxfam, ENFO, COOPI, EU | ENFO | Mabunt | charging centre | stand-alone solar system | 500 | Promoting Renewable Energy Services for Social Development (PRESSD-SL) |  |  | 1 | 500
2017/6 | Sierra Leone | Bombali |  | WHH, Oxfam, ENFO, COOPI, EU | ENFO | Robat | charging centre | stand-alone solar system | 500 | Promoting Renewable Energy Services for Social Development (PRESSD-SL) |  |  | 1 | 500
2017/6 | Sierra Leone | Bombali |  | WHH, Oxfam, ENFO, COOPI, EU | ENFO | Tonkomba | charging centre | stand-alone solar system | 500 | Promoting Renewable Energy Services for Social Development (PRESSD-SL) |  |  | 1 | 500
2017/6 | Sierra Leone | Bombali |  | WHH, Oxfam, ENFO, COOPI, EU | ENFO | Mange Loko | charging centre | stand-alone solar system | 500 | Promoting Renewable Energy Services for Social Development (PRESSD-SL) |  |  | 1 | 500
2017/6 | Sierra Leone | Bombali |  | WHH, Oxfam, ENFO, COOPI, EU | ENFO | Markoth | charging centre | stand-alone solar system | 500 | Promoting Renewable Energy Services for Social Development (PRESSD-SL) |  |  | 1 | 500
2017/6 | Sierra Leone | Bombali |  | WHH, Oxfam, ENFO, COOPI, EU | ENFO | Kalangba | charging centre | stand-alone solar system | 500 | Promoting Renewable Energy Services for Social Development (PRESSD-SL) |  |  | 1 | 500
2017/6 | Sierra Leone | Bombali |  | WHH, Oxfam, ENFO, COOPI, EU | ENFO | Fintonia | charging centre | stand-alone solar system | 500 | Promoting Renewable Energy Services for Social Development (PRESSD-SL) |  |  | 1 | 500
2017/6 | Sierra Leone | Port Loko |  | WHH, Oxfam, ENFO, COOPI, EU | ENFO | Melekuray | charging centre | stand-alone solar system | 500 | Promoting Renewable Energy Services for Social Development (PRESSD-SL) |  |  | 1 | 500
2017/6 | Sierra Leone | Port Loko |  | WHH, Oxfam, ENFO, COOPI, EU | ENFO | Kambia Makama | charging centre | stand-alone solar system | 500 | Promoting Renewable Energy Services for Social Development (PRESSD-SL) |  |  | 1 | 500
2017/6 | Sierra Leone | Port Loko |  | WHH, Oxfam, ENFO, COOPI, EU | ENFO | Rosint Community charging station | charging centre | stand-alone solar system | 500 | Promoting Renewable Energy Services for Social Development (PRESSD-SL) |  |  | 1 | 500
2017/6 | Sierra Leone | Port Loko |  | WHH, Oxfam, ENFO, COOPI, EU | ENFO | Magbere | charging centre | stand-alone solar system | 500 | Promoting Renewable Energy Services for Social Development (PRESSD-SL) |  |  | 1 | 500
2017/6 | Sierra Leone | Port Loko |  | WHH, Oxfam, ENFO, COOPI, EU | ENFO | Rogbere Junction | charging centre | stand-alone solar system | 500 | Promoting Renewable Energy Services for Social Development (PRESSD-SL) |  |  | 1 | 500
2017/6 | Sierra Leone | Port Loko |  | WHH, Oxfam, ENFO, COOPI, EU | ENFO | Mapateh | charging centre | stand-alone solar system | 500 | Promoting Renewable Energy Services for Social Development (PRESSD-SL) |  |  | 1 | 500
2017/6 | Sierra Leone | Port Loko |  | WHH, Oxfam, ENFO, COOPI, EU | ENFO | Kamalo village | charging centre | stand-alone solar system | 500 | Promoting Renewable Energy Services for Social Development (PRESSD-SL) |  |  | 1 | 500
2017/6 | Sierra Leone | Port Loko |  | WHH, Oxfam, ENFO, COOPI, EU | ENFO | Foredugu | charging centre | stand-alone solar system | 500 | Promoting Renewable Energy Services for Social Development (PRESSD-SL) |  |  | 1 | 500
2017/6 | Sierra Leone | Port Loko |  | WHH, Oxfam, ENFO, COOPI, EU | ENFO | Gbonsamba | charging centre | stand-alone solar system | 500 | Promoting Renewable Energy Services for Social Development (PRESSD-SL) |  |  | 1 | 500
2017/6 | Sierra Leone | Port Loko |  | WHH, Oxfam, ENFO, COOPI, EU | ENFO | Kamasondu | charging centre | stand-alone solar system | 500 | Promoting Renewable Energy Services for Social Development (PRESSD-SL) |  |  | 1 | 500
2017/6 | Sierra Leone | Port Loko |  | WHH, Oxfam, ENFO, COOPI, EU | ENFO | Masimra | charging centre | stand-alone solar system | 500 | Promoting Renewable Energy Services for Social Development (PRESSD-SL) |  |  | 1 | 500
2017/6 | Sierra Leone | Port Loko |  | WHH, Oxfam, ENFO, COOPI, EU | ENFO | Magbainkay | charging centre | stand-alone solar system | 500 | Promoting Renewable Energy Services for Social Development (PRESSD-SL) |  |  | 1 | 500
2017/6 | Sierra Leone | Kambia |  | WHH, Oxfam, ENFO, COOPI, EU | ENFO | Gbalamuya | charging centre | stand-alone solar system | 500 | Promoting Renewable Energy Services for Social Development (PRESSD-SL) |  |  | 1 | 500
2017/6 | Sierra Leone | Kambia |  | WHH, Oxfam, ENFO, COOPI, EU | ENFO | Mafaray | charging centre | stand-alone solar system | 500 | Promoting Renewable Energy Services for Social Development (PRESSD-SL) |  |  | 1 | 500
2017/6 | Sierra Leone | Kambia |  | WHH, Oxfam, ENFO, COOPI, EU | ENFO | Kychom | charging centre | stand-alone solar system | 500 | Promoting Renewable Energy Services for Social Development (PRESSD-SL) |  |  | 1 | 500
2017/6 | Sierra Leone | Kambia |  | WHH, Oxfam, ENFO, COOPI, EU | ENFO | Malambay | charging centre | stand-alone solar system | 500 | Promoting Renewable Energy Services for Social Development (PRESSD-SL) |  |  | 1 | 500
2017/6 | Sierra Leone | Kambia |  | WHH, Oxfam, ENFO, COOPI, EU | ENFO | Sella Cafta | charging centre | stand-alone solar system | 500 | Promoting Renewable Energy Services for Social Development (PRESSD-SL) |  |  | 1 | 500
2017/6 | Sierra Leone | Kambia |  | WHH, Oxfam, ENFO, COOPI, EU | ENFO | Madina | charging centre | stand-alone solar system | 500 | Promoting Renewable Energy Services for Social Development (PRESSD-SL) |  |  | 1 | 500
2017/6 | Sierra Leone | Kambia |  | WHH, Oxfam, ENFO, COOPI, EU | ENFO | Kukuna | charging centre | stand-alone solar system | 500 | Promoting Renewable Energy Services for Social Development (PRESSD-SL) |  |  | 1 | 500
2017/6 | Sierra Leone | Kambia |  | WHH, Oxfam, ENFO, COOPI, EU | ENFO | Kawula (Kamalo) | charging centre | stand-alone solar system | 500 | Promoting Renewable Energy Services for Social Development (PRESSD-SL) |  |  | 1 | 500
2017/6 | Sierra Leone | Kambia |  | WHH, Oxfam, ENFO, COOPI, EU | ENFO | Kambia Town | charging centre | stand-alone solar system | 500 | Promoting Renewable Energy Services for Social Development (PRESSD-SL) |  |  | 1 | 500
2017/6 | Sierra Leone | Kambia |  | WHH, Oxfam, ENFO, COOPI, EU | ENFO | Bamoi Luma | charging centre | stand-alone solar system | 500 | Promoting Renewable Energy Services for Social Development (PRESSD-SL) |  |  | 1 | 500
2017/6 | Sierra Leone | Kambia |  | WHH, Oxfam, ENFO, COOPI, EU | ENFO | Rokuprr | charging centre | stand-alone solar system | 500 | Promoting Renewable Energy Services for Social Development (PRESSD-SL) |  |  | 1 | 500
2017/6 | Sierra Leone | Kailahun |  | WHH, Oxfam, ENFO, COOPI, EU | ENFO | Kortoma | charging centre | stand-alone solar system | 500 | Promoting Renewable Energy Services for Social Development (PRESSD-SL) |  |  | 1 | 500
2017/6 | Sierra Leone | Kailahun |  | WHH, Oxfam, ENFO, COOPI, EU | ENFO | Mobai | charging centre | stand-alone solar system | 500 | Promoting Renewable Energy Services for Social Development (PRESSD-SL) |  |  | 1 | 500
2017/6 | Sierra Leone | Kailahun |  | WHH, Oxfam, ENFO, COOPI, EU | ENFO | Baiima | charging centre | stand-alone solar system | 500 | Promoting Renewable Energy Services for Social Development (PRESSD-SL) |  |  | 1 | 500
2017/6 | Sierra Leone | Kenema |  | WHH, Oxfam, ENFO, COOPI, EU | ENFO | Go-For | charging centre | stand-alone solar system | 500 | Promoting Renewable Energy Services for Social Development (PRESSD-SL) |  |  | 1 | 500
2017/6 | Sierra Leone | Kenema |  | WHH, Oxfam, ENFO, COOPI, EU | ENFO | Joyomei | charging centre | stand-alone solar system | 500 | Promoting Renewable Energy Services for Social Development (PRESSD-SL) |  |  | 1 | 500
2017/6 | Sierra Leone | Kenema |  | WHH, Oxfam, ENFO, COOPI, EU | ENFO | Sengema | charging centre | stand-alone solar system | 500 | Promoting Renewable Energy Services for Social Development (PRESSD-SL) |  |  | 1 | 500
2017/6 | Sierra Leone | Kenema |  | WHH, Oxfam, ENFO, COOPI, EU | ENFO | Bandawor | charging centre | stand-alone solar system | 500 | Promoting Renewable Energy Services for Social Development (PRESSD-SL) |  |  | 1 | 500
2017/6 | Sierra Leone | Kenema |  | WHH, Oxfam, ENFO, COOPI, EU | ENFO | Gbado | charging centre | stand-alone solar system | 500 | Promoting Renewable Energy Services for Social Development (PRESSD-SL) |  |  | 1 | 500
2017/6 | Sierra Leone | Kenema |  | WHH, Oxfam, ENFO, COOPI, EU | ENFO | Mondema | charging centre | stand-alone solar system | 500 | Promoting Renewable Energy Services for Social Development (PRESSD-SL) |  |  | 1 | 500
2017/6 | Sierra Leone | Kenema |  | WHH, Oxfam, ENFO, COOPI, EU | ENFO | Njagbema | charging centre | stand-alone solar system | 500 | Promoting Renewable Energy Services for Social Development (PRESSD-SL) |  |  | 1 | 500
2017/6 | Sierra Leone | Kenema |  | WHH, Oxfam, ENFO, COOPI, EU | ENFO | Fallah | charging centre | stand-alone solar system | 500 | Promoting Renewable Energy Services for Social Development (PRESSD-SL) |  |  | 1 | 500
2017/6 | Sierra Leone | Kenema |  | WHH, Oxfam, ENFO, COOPI, EU | ENFO | Kamboma | charging centre | stand-alone solar system | 500 | Promoting Renewable Energy Services for Social Development (PRESSD-SL) |  |  | 1 | 500
2017/6 | Sierra Leone | Kono |  | WHH, Oxfam, ENFO, COOPI, EU | ENFO | Kainkordu | charging centre | stand-alone solar system | 500 | Promoting Renewable Energy Services for Social Development (PRESSD-SL) |  |  | 1 | 500
2017/6 | Sierra Leone | Kono |  | WHH, Oxfam, ENFO, COOPI, EU | ENFO | Manjama | charging centre | stand-alone solar system | 500 | Promoting Renewable Energy Services for Social Development (PRESSD-SL) |  |  | 1 | 500
2017/6 | Sierra Leone | Kono |  | WHH, Oxfam, ENFO, COOPI, EU | ENFO | Sindadu | charging centre | stand-alone solar system | 500 | Promoting Renewable Energy Services for Social Development (PRESSD-SL) |  |  | 1 | 500
2017/6 | Sierra Leone | Kono |  | WHH, Oxfam, ENFO, COOPI, EU | ENFO | Koardu | charging centre | stand-alone solar system | 500 | Promoting Renewable Energy Services for Social Development (PRESSD-SL) |  |  | 1 | 500
2017/6 | Sierra Leone | Kono |  | WHH, Oxfam, ENFO, COOPI, EU | ENFO | Gbendema | charging centre | stand-alone solar system | 500 | Promoting Renewable Energy Services for Social Development (PRESSD-SL) |  |  | 1 | 500
2017/6 | Sierra Leone | Kono |  | WHH, Oxfam, ENFO, COOPI, EU | ENFO | Kamiandor | charging centre | stand-alone solar system | 500 | Promoting Renewable Energy Services for Social Development (PRESSD-SL) |  |  | 1 | 500
2017/6 | Sierra Leone | Kono |  | WHH, Oxfam, ENFO, COOPI, EU | ENFO | Kardu | charging centre | stand-alone solar system | 500 | Promoting Renewable Energy Services for Social Development (PRESSD-SL) |  |  | 1 | 500
2017/6 | Sierra Leone | Kono |  | WHH, Oxfam, ENFO, COOPI, EU | ENFO | Marrah | charging centre | stand-alone solar system | 500 | Promoting Renewable Energy Services for Social Development (PRESSD-SL) |  |  | 1 | 500
2017/6 | Sierra Leone | Kono |  | WHH, Oxfam, ENFO, COOPI, EU | ENFO | Gandorhun | charging centre | stand-alone solar system | 500 | Promoting Renewable Energy Services for Social Development (PRESSD-SL) |  |  | 1 | 500
2017/6 | Sierra Leone | Kono |  | WHH, Oxfam, ENFO, COOPI, EU | ENFO | Bayama | charging centre | stand-alone solar system | 500 | Promoting Renewable Energy Services for Social Development (PRESSD-SL) |  |  | 1 | 500
2017/6 | Sierra Leone | Kono |  | WHH, Oxfam, ENFO, COOPI, EU | ENFO | Seima | charging centre | stand-alone solar system | 500 | Promoting Renewable Energy Services for Social Development (PRESSD-SL) |  |  | 1 | 500
2017/6 | Sierra Leone | Kono |  | WHH, Oxfam, ENFO, COOPI, EU | ENFO | Tombodu | charging centre | stand-alone solar system | 500 | Promoting Renewable Energy Services for Social Development (PRESSD-SL) |  |  | 1 | 500
2017/6 | Sierra Leone | Kono |  | WHH, Oxfam, ENFO, COOPI, EU | ENFO | Ngaiya | charging centre | stand-alone solar system | 500 | Promoting Renewable Energy Services for Social Development (PRESSD-SL) |  |  | 1 | 500
2017/6 | Sierra Leone | Kono |  | WHH, Oxfam, ENFO, COOPI, EU | ENFO | Njaima Nimikoro | charging centre | stand-alone solar system | 500 | Promoting Renewable Energy Services for Social Development (PRESSD-SL) |  |  | 1 | 500
2017/6 | Sierra Leone | Kono |  | WHH, Oxfam, ENFO, COOPI, EU | ENFO | Kangama | charging centre | stand-alone solar system | 500 | Promoting Renewable Energy Services for Social Development (PRESSD-SL) |  |  | 1 | 500
2017/6 | Sierra Leone | Kono |  | WHH, Oxfam, ENFO, COOPI, EU | ENFO | Yardu | charging centre | stand-alone solar system | 500 | Promoting Renewable Energy Services for Social Development (PRESSD-SL) |  |  | 1 | 500
2017/6 | Sierra Leone | Kono |  | WHH, Oxfam, ENFO, COOPI, EU | ENFO | Yekiyor | charging centre | stand-alone solar system | 500 | Promoting Renewable Energy Services for Social Development (PRESSD-SL) |  |  | 1 | 500
2017/6 | Sierra Leone | Kono |  | WHH, Oxfam, ENFO, COOPI, EU | ENFO | Moimandu | charging centre | stand-alone solar system | 500 | Promoting Renewable Energy Services for Social Development (PRESSD-SL) |  |  | 1 | 500
2017/6 | Sierra Leone | Kono |  | WHH, Oxfam, ENFO, COOPI, EU | ENFO | Yigbeda | charging centre | stand-alone solar system | 500 | Promoting Renewable Energy Services for Social Development (PRESSD-SL) |  |  | 1 | 500
2017/6 | Sierra Leone | Kono |  | WHH, Oxfam, ENFO, COOPI, EU | ENFO | Sandia | charging centre | stand-alone solar system | 500 | Promoting Renewable Energy Services for Social Development (PRESSD-SL) |  |  | 1 | 500
2017/6 | Sierra Leone | Kenema |  | WHH, Oxfam, ENFO, COOPI, EU | ENFO | SAMU FSA | financial service | stand-alone solar system | 2000 | Promoting Renewable Energy Services for Social Development (PRESSD-SL) |  |  | 1 | 2000
2017/6 | Sierra Leone | Kailahun |  | WHH, Oxfam, ENFO, COOPI, EU | ENFO | SAFAROKO LIMBA FSA | financial service | stand-alone solar system | 2000 | Promoting Renewable Energy Services for Social Development (PRESSD-SL) |  |  | 1 | 2000
2017/6 | Sierra Leone | Kailahun |  | WHH, Oxfam, ENFO, COOPI, EU | ENFO | PAKI MASAMBONG FSA | financial service | stand-alone solar system | 2000 | Promoting Renewable Energy Services for Social Development (PRESSD-SL) |  |  | 1 | 2000
2017/6 | Sierra Leone | Kailahun |  | WHH, Oxfam, ENFO, COOPI, EU | ENFO | WHH Office | office | stand-alone solar system | 1000 | Promoting Renewable Energy Services for Social Development (PRESSD-SL) |  |  | 1 | 1000
2017/6 | Sierra Leone | Tonkolili |  | National Protected Area Authority (NPAA), GEF, World Bank | Private Company | Simbec solar charging center | charging centre | stand-alone solar system | 230 | Biodiversity Conservation Project |  |  | 1 | 230
2017/6 | Sierra Leone | Tonkolili |  | National Protected Area Authority (NPAA), GEF, World Bank | Private Company | Makong solar charging center | charging centre | stand-alone solar system | 230 | Biodiversity Conservation Project |  |  | 1 | 230
2017/6 | Sierra Leone | Tonkolili |  | National Protected Area Authority (NPAA), GEF, World Bank | Private Company | Rogbon gbede solar charging center | charging centre | stand-alone solar system | 230 | Biodiversity Conservation Project |  |  | 1 | 230
2017/6 | Sierra Leone | Tonkolili |  | National Protected Area Authority (NPAA), GEF, World Bank | Private Company | Masaba solar charging center | charging centre | stand-alone solar system | 230 | Biodiversity Conservation Project |  |  | 1 | 230
2017/6 | Sierra Leone | Bombali |  | National Protected Area Authority (NPAA), GEF, World Bank | Private Company | Biodiversity Conservation Project (BCP) Makeni Office | office | stand-alone solar system | 230 | Biodiversity Conservation Project |  |  | 1 | 230
2017/6 | Sierra Leone | Tonkolili |  | National Protected Area Authority (NPAA), GEF, World Bank | Private Company | Forest Guards Post | forest guard post | stand-alone solar system | 230 | Biodiversity Conservation Project |  |  | 1 | 230
2017/6 | Sierra Leone | Western Urban |  |  | Private Company | Brunswick Shipping Company | business | stand-alone solar system | 3000 |  |  |  | 1 | 3000
2017/6 | Sierra Leone | Bombali |  |  | Private Company | Gbendembu Solar Charging Center | charging centre | stand-alone solar system | 500 |  |  |  | 1 | 500
2017/6 | Sierra Leone | Bombali |  |  | Private Company | Alice Thamas Business | business | stand-alone solar system | 1000 |  |  |  | 1 | 1000
2017/12 | Sierra Leone | Kailahun | Opper Banbara |  | Private Company | Pendembu Community Bank | bank | stand-alone solar system | 1200 |  |  |  | 1 | 1200
2017/12 | Sierra Leone | Koinadugu | Sangbe |  | Private Company | Sengbe Financial Services Association (FSA) | financial service | stand-alone solar system | 900 |  |  |  | 1 | 900
2017/12 | Sierra Leone | Kenema | Nongowa |  | Private Company | Kafeibu construction | business | stand-alone solar system | 600 |  |  |  | 1 | 600
2017/12 | Sierra Leone | Kenema | Nongowa |  | Private Company | OVP Guest House | guest house | stand-alone solar system | 900 |  |  |  | 1 | 900
2017/12 | Sierra Leone | Kenema | Nongowa |  | Private Company | IRC Guest House | guest house | stand-alone solar system | 2000 |  |  |  | 1 | 2000
2017/12 | Sierra Leone | Tonkolili |  | National Protected Area Authority (NPAA), GEF, World Bank | Private Company | Mabobor solar charging center | charging centre | stand-alone solar system | 230 | Biodiversity Conservation Project | 8.6023 | -12.0185 | 1 | 230
2017/12 | Sierra Leone | Tonkolili |  | National Protected Area Authority (NPAA), GEF, World Bank | Private Company | Mayirima solar charging center | charging centre | stand-alone solar system | 230 | Biodiversity Conservation Project | 8.5875 | -12.0621 | 1 | 230
2017/12 | Sierra Leone | Tonkolili |  | National Protected Area Authority (NPAA), GEF, World Bank | Private Company | Mamuta solar charging center | charging centre | stand-alone solar system | 230 | Biodiversity Conservation Project | 8.6343 | -12.0179 | 1 | 230
2017/12 | Sierra Leone | Tonkolili |  | National Protected Area Authority (NPAA), GEF, World Bank | Private Company | Mamyorsor solar charging center | charging centre | stand-alone solar system | 230 | Biodiversity Conservation Project | 8.5868 | -11.9816 | 1 | 230
2017/12 | Sierra Leone | Kailahun | Luawa | WHH, Oxfam, ENFO, COOPI, EU | ENFO | Luawa Ngeihun Community Charging Station | charging centre | stand-alone solar system | 500 | Promoting Renewable Energy Services for Social Development (PRESSD-SL) |  |  | 1 | 500
2017/12 | Sierra Leone | Kailahun | Luawa | WHH, Oxfam, ENFO, COOPI, EU | ENFO | Sandeyalu Community Charging Station | charging centre | stand-alone solar system | 500 | Promoting Renewable Energy Services for Social Development (PRESSD-SL) |  |  | 1 | 500
2017/12 | Sierra Leone | Kailahun | Luawa | WHH, Oxfam, ENFO, COOPI, EU | ENFO | Nyadehun Mambabu Community Charging Station | charging centre | stand-alone solar system | 500 | Promoting Renewable Energy Services for Social Development (PRESSD-SL) |  |  | 1 | 500
2017/12 | Sierra Leone | Kailahun | Luawa | WHH, Oxfam, ENFO, COOPI, EU | ENFO | Mende Buiima Community Charging Station | charging centre | stand-alone solar system | 500 | Promoting Renewable Energy Services for Social Development (PRESSD-SL) |  |  | 1 | 500
2017/12 | Sierra Leone | Kailahun | Luawa | WHH, Oxfam, ENFO, COOPI, EU | ENFO | Dodo Kortuma Community Charging Station | charging centre | stand-alone solar system | 500 | Promoting Renewable Energy Services for Social Development (PRESSD-SL) |  |  | 1 | 500
2017/12 | Sierra Leone | Kailahun | Luawa | WHH, Oxfam, ENFO, COOPI, EU | ENFO | Gbalahun Community Charging Station | charging centre | stand-alone solar system | 500 | Promoting Renewable Energy Services for Social Development (PRESSD-SL) |  |  | 1 | 500
2017/12 | Sierra Leone | Kailahun | Kissi Tongi | WHH, Oxfam, ENFO, COOPI, EU | ENFO | Beudu Community Charging Station | charging centre | stand-alone solar system | 500 | Promoting Renewable Energy Services for Social Development (PRESSD-SL) |  |  | 1 | 500
2017/12 | Sierra Leone | Kailahun | Kissi Tongi | WHH, Oxfam, ENFO, COOPI, EU | ENFO | Dambala Community Charging Station | charging centre | stand-alone solar system | 500 | Promoting Renewable Energy Services for Social Development (PRESSD-SL) |  |  | 1 | 500
2017/12 | Sierra Leone | Kailahun | Kissi Kama | WHH, Oxfam, ENFO, COOPI, EU | ENFO | Dia Town Community Charging Station | charging centre | stand-alone solar system | 500 | Promoting Renewable Energy Services for Social Development (PRESSD-SL) |  |  | 1 | 500
2017/12 | Sierra Leone | Kailahun | Kissi Teng | WHH, Oxfam, ENFO, COOPI, EU | ENFO | Kangama Community Charging Station | charging centre | stand-alone solar system | 500 | Promoting Renewable Energy Services for Social Development (PRESSD-SL) |  |  | 1 | 500
2017/12 | Sierra Leone | Kailahun | Kissi Teng | WHH, Oxfam, ENFO, COOPI, EU | ENFO | Koindu Community Charging Station | charging centre | stand-alone solar system | 500 | Promoting Renewable Energy Services for Social Development (PRESSD-SL) |  |  | 1 | 500
2017/12 | Sierra Leone | Kailahun | Dea | WHH, Oxfam, ENFO, COOPI, EU | ENFO | Baiwala Town Community Charging Station | charging centre | stand-alone solar system | 500 | Promoting Renewable Energy Services for Social Development (PRESSD-SL) |  |  | 1 | 500
2017/12 | Sierra Leone | Kailahun | Njaluahun | WHH, Oxfam, ENFO, COOPI, EU | ENFO | Lalehun Kovoma Community Charging Station | charging centre | stand-alone solar system | 500 | Promoting Renewable Energy Services for Social Development (PRESSD-SL) |  |  | 1 | 500
2017/12 | Sierra Leone | Kailahun | Njaluahun | WHH, Oxfam, ENFO, COOPI, EU | ENFO | Pendembu Njeigbla Community Charging Station | charging centre | stand-alone solar system | 500 | Promoting Renewable Energy Services for Social Development (PRESSD-SL) |  |  | 1 | 500
2017/12 | Sierra Leone | Kailahun | Jawie | WHH, Oxfam, ENFO, COOPI, EU | ENFO | Daru Town Community Charging Station | charging centre | stand-alone solar system | 500 | Promoting Renewable Energy Services for Social Development (PRESSD-SL) |  |  | 1 | 500
2017/12 | Sierra Leone | Kailahun | Malema | WHH, Oxfam, ENFO, COOPI, EU | ENFO | Joijoma Community Charging Station | charging centre | stand-alone solar system | 500 | Promoting Renewable Energy Services for Social Development (PRESSD-SL) |  |  | 1 | 500
2017/12 | Sierra Leone | Kailahun | Peje Bongre | WHH, Oxfam, ENFO, COOPI, EU | ENFO | Manowah Community Charging Station | charging centre | stand-alone solar system | 500 | Promoting Renewable Energy Services for Social Development (PRESSD-SL) |  |  | 1 | 500
2017/12 | Sierra Leone | Kailahun | Peje West | WHH, Oxfam, ENFO, COOPI, EU | ENFO | Bunumbu Community Charging Station | charging centre | stand-alone solar system | 500 | Promoting Renewable Energy Services for Social Development (PRESSD-SL) |  |  | 1 | 500
2017/12 | Sierra Leone | Kailahun | Peje West | WHH, Oxfam, ENFO, COOPI, EU | ENFO | Baoma Pege Community Charging Station | charging centre | stand-alone solar system | 500 | Promoting Renewable Energy Services for Social Development (PRESSD-SL) |  |  | 1 | 500
2017/12 | Sierra Leone | Kailahun | Upper Bambara | WHH, Oxfam, ENFO, COOPI, EU | ENFO | Pendembu Njeigbla Community Charging Station | charging centre | stand-alone solar system | 500 | Promoting Renewable Energy Services for Social Development (PRESSD-SL) |  |  | 1 | 500
2017/12 | Sierra Leone | Kailahun | Upper Bambara | WHH, Oxfam, ENFO, COOPI, EU | ENFO | Bomaru Community Charging Station | charging centre | stand-alone solar system | 500 | Promoting Renewable Energy Services for Social Development (PRESSD-SL) |  |  | 1 | 500
2017/12 | Sierra Leone | Kailahun | Yawei | WHH, Oxfam, ENFO, COOPI, EU | ENFO | Bandajuma Community Charging Station | charging centre | stand-alone solar system | 500 | Promoting Renewable Energy Services for Social Development (PRESSD-SL) |  |  | 1 | 500
2017/12 | Sierra Leone | Kenema | Nomo | WHH, Oxfam, ENFO, COOPI, EU | ENFO | Lorwomah Community Charging Station | charging centre | stand-alone solar system | 500 | Promoting Renewable Energy Services for Social Development (PRESSD-SL) |  |  | 1 | 500
2017/12 | Sierra Leone | Kenema | Tonkia | WHH, Oxfam, ENFO, COOPI, EU | ENFO | Gorahun Community Charging Station | charging centre | stand-alone solar system | 500 | Promoting Renewable Energy Services for Social Development (PRESSD-SL) |  |  | 1 | 500
2017/12 | Sierra Leone | Kenema | Tonkia | WHH, Oxfam, ENFO, COOPI, EU | ENFO | Belebu Community Charging Station | charging centre | stand-alone solar system | 500 | Promoting Renewable Energy Services for Social Development (PRESSD-SL) |  |  | 1 | 500
2017/12 | Sierra Leone | Kenema | Gaura | WHH, Oxfam, ENFO, COOPI, EU | ENFO | Sandaru Community Charging Station | charging centre | stand-alone solar system | 500 | Promoting Renewable Energy Services for Social Development (PRESSD-SL) |  |  | 1 | 500
2017/12 | Sierra Leone | Kenema | Dama | WHH, Oxfam, ENFO, COOPI, EU | ENFO | Sembehun sheriff Community Charging Station | charging centre | stand-alone solar system | 500 | Promoting Renewable Energy Services for Social Development (PRESSD-SL) |  |  | 1 | 500
2017/12 | Sierra Leone | Kenema | Koya | WHH, Oxfam, ENFO, COOPI, EU | ENFO | Bongor Community Charging Station | charging centre | stand-alone solar system | 500 | Promoting Renewable Energy Services for Social Development (PRESSD-SL) |  |  | 1 | 500
2017/12 | Sierra Leone | Kenema | Koya | WHH, Oxfam, ENFO, COOPI, EU | ENFO | Boama Community Charging Station | charging centre | stand-alone solar system | 500 | Promoting Renewable Energy Services for Social Development (PRESSD-SL) |  |  | 1 | 500
2017/12 | Sierra Leone | Kenema | Niawa | WHH, Oxfam, ENFO, COOPI, EU | ENFO | Gandorhun Community Charging Station | charging centre | stand-alone solar system | 500 | Promoting Renewable Energy Services for Social Development (PRESSD-SL) |  |  | 1 | 500
2017/12 | Sierra Leone | Kenema | Kandu Leppiama | WHH, Oxfam, ENFO, COOPI, EU | ENFO | Sembehun Nyagbena Community Charging Station | charging centre | stand-alone solar system | 500 | Promoting Renewable Energy Services for Social Development (PRESSD-SL) |  |  | 1 | 500
2017/12 | Sierra Leone | Kenema | Malegohun | WHH, Oxfam, ENFO, COOPI, EU | ENFO | Wuiima Ngieya Community Charging Station | charging centre | stand-alone solar system | 500 | Promoting Renewable Energy Services for Social Development (PRESSD-SL) |  |  | 1 | 500
2017/12 | Sierra Leone | Kenema | Malegohun | WHH, Oxfam, ENFO, COOPI, EU | ENFO | Ngiehun korjoe Community Charging Station | charging centre | stand-alone solar system | 500 | Promoting Renewable Energy Services for Social Development (PRESSD-SL) |  |  | 1 | 500
2017/12 | Sierra Leone | Kenema | Lower Bambara | WHH, Oxfam, ENFO, COOPI, EU | ENFO | Konia Kpedima Community Charging Station | charging centre | stand-alone solar system | 500 | Promoting Renewable Energy Services for Social Development (PRESSD-SL) |  |  | 1 | 500
2017/12 | Sierra Leone | Kenema | Lower Bambara | WHH, Oxfam, ENFO, COOPI, EU | ENFO | Saama Community Charging Station | charging centre | stand-alone solar system | 500 | Promoting Renewable Energy Services for Social Development (PRESSD-SL) |  |  | 1 | 500
2017/12 | Sierra Leone | Kenema | Nongowa | WHH, Oxfam, ENFO, COOPI, EU | ENFO | Nekabo Community Charging Station | charging centre | stand-alone solar system | 500 | Promoting Renewable Energy Services for Social Development (PRESSD-SL) |  |  | 1 | 500
2017/12 | Sierra Leone | Kenema | Dodo | WHH, Oxfam, ENFO, COOPI, EU | ENFO | Dodo town Community Charging Station | charging centre | stand-alone solar system | 500 | Promoting Renewable Energy Services for Social Development (PRESSD-SL) |  |  | 1 | 500
2017/12 | Sierra Leone | Kenema | Tonkia | WHH, Oxfam, ENFO, COOPI, EU | ENFO | Muamuwuleh Agricultural Business Centre (ABC) | energy hub | stand-alone solar system | 3000 | Promoting Renewable Energy Services for Social Development (PRESSD-SL) |  |  | 1 | 3000
2017/12 | Sierra Leone | Kenema | Gaura | WHH, Oxfam, ENFO, COOPI, EU | ENFO | Kualekpei Agricultural Business Centre (ABC) | energy hub | stand-alone solar system | 2250 | Promoting Renewable Energy Services for Social Development (PRESSD-SL) |  |  | 1 | 2250
2017/12 | Sierra Leone | Kenema | Dama | WHH, Oxfam, ENFO, COOPI, EU | ENFO | Bondayile Agricultural Business Centre (ABC) | energy hub | stand-alone solar system | 2250 | Promoting Renewable Energy Services for Social Development (PRESSD-SL) |  |  | 1 | 2250
2017/12 | Sierra Leone | Port Loko | Buya Romende | WHH, Oxfam, ENFO, COOPI, EU | ENFO | Kamuyu Agricultural Business Centre (ABC) | energy hub | stand-alone solar system | 2250 | Promoting Renewable Energy Services for Social Development (PRESSD-SL) |  |  | 1 | 2250
2017/12 | Sierra Leone | Kailahun | Pege Bongre | WHH, Oxfam, ENFO, COOPI, EU | ENFO | Torlu Agricultural Business Centre (ABC) | energy hub | stand-alone solar system | 5000 | Promoting Renewable Energy Services for Social Development (PRESSD-SL) |  |  | 1 | 5000
2017/12 | Sierra Leone | Kailahun | Upper Bambara | WHH, Oxfam, ENFO, COOPI, EU | ENFO | Upper Bambara Agricultural Business Centre (ABC) | energy hub | stand-alone solar system | 3000 | Promoting Renewable Energy Services for Social Development (PRESSD-SL) |  |  | 1 | 3000
2017/12 | Sierra Leone | Kailahun | Dea | WHH, Oxfam, ENFO, COOPI, EU | ENFO | Amusada Agricultural Processing Centre (APC) | energy hub | stand-alone solar system | 2250 | Promoting Renewable Energy Services for Social Development (PRESSD-SL) |  |  | 1 | 2250
2017/12 | Sierra Leone | Kailahun | Luawa | WHH, Oxfam, ENFO, COOPI, EU | ENFO | Luawa Baoma Agricultural Business Centre (ABC) | energy hub | stand-alone solar system | 2250 | Promoting Renewable Energy Services for Social Development (PRESSD-SL) |  |  | 1 | 2250
2017/12 | Sierra Leone | Kailahun | Kissi Tongi | WHH, Oxfam, ENFO, COOPI, EU | ENFO | Bubengu Agricultural Business Centre (ABC) | energy hub | stand-alone solar system | 3000 | Promoting Renewable Energy Services for Social Development (PRESSD-SL) |  |  | 1 | 3000
2017/12 | Sierra Leone | Kono | Sandor | WHH, Oxfam, ENFO, COOPI, EU | ENFO | Sandor Agricultural Business Centre (ABC) | energy hub | stand-alone solar system | 3000 | Promoting Renewable Energy Services for Social Development (PRESSD-SL) |  |  | 1 | 3000
2017/12 | Sierra Leone | Kambia |  | WHH, Oxfam, ENFO, COOPI, EU | ENFO | Tonko Limba Financial Services Association (FSA) | financial service | stand-alone solar system | 2250 | Promoting Renewable Energy Services for Social Development (PRESSD-SL) |  |  | 1 | 2250
2017/12 | Sierra Leone | Kambia |  | WHH, Oxfam, ENFO, COOPI, EU | ENFO | Mambolo Financial Services Association (FSA) | financial service | stand-alone solar system | 2250 | Promoting Renewable Energy Services for Social Development (PRESSD-SL) |  |  | 1 | 2250
2017/12 | Sierra Leone | Port Loko |  | WHH, Oxfam, ENFO, COOPI, EU | ENFO | Loko Masama Financial Services Association (FSA) | financial service | stand-alone solar system | 2250 | Promoting Renewable Energy Services for Social Development (PRESSD-SL) |  |  | 1 | 2250
2017/12 | Sierra Leone | Kenema |  | WHH, Oxfam, ENFO, COOPI, EU | ENFO | Lalehun Village Savings and Loan Association (VS&LA) | financial service | stand-alone solar system | 2250 | Promoting Renewable Energy Services for Social Development (PRESSD-SL) |  |  | 1 | 2250
2017/12 | Sierra Leone | Kailahun |  | WHH, Oxfam, ENFO, COOPI, EU | ENFO | Niawama Village Savings and Loan Association VS&LA | financial service | stand-alone solar system | 2250 | Promoting Renewable Energy Services for Social Development (PRESSD-SL) |  |  | 1 | 2250
2017/12 | Sierra Leone | Pujehun |  | WHH, Oxfam, ENFO, COOPI, EU | ENFO | Gombu Village Savings and Loan Association VS&LA | financial service | stand-alone solar system | 2250 | Promoting Renewable Energy Services for Social Development (PRESSD-SL) |  |  | 1 | 2250
2017/12 | Sierra Leone | Port Loko |  | WHH, Oxfam, ENFO, COOPI, EU | ENFO | Marampa Masimera Community Bank (CB) | bank | stand-alone solar system | 2250 | Promoting Renewable Energy Services for Social Development (PRESSD-SL) |  |  | 1 | 2250
2017/12 | Sierra Leone | Kenema | Nongowa |  | Private Company | Shop | business | stand-alone solar system | 300 |  | 7.8791 | -11.1884 | 1 | 300
2017/12 | Sierra Leone | Bo | Baoma |  | Private Company | Baoma Financial Services Association (FSA) | financial service | stand-alone solar system | 900 |  | 7.929 | -11.5776 | 1 | 900
2017/12 | Sierra Leone | Moyamba | Kori |  | Private Company | Taiama Community Bank | bank | stand-alone solar system | 1200 |  | 8.1951 | -12.0621 | 1 | 1200
2017/12 | Sierra Leone | Tonkolili | Yoni |  | Private Company | Yoni Community Bank | bank | stand-alone solar system | 2000 |  | 8.4666 | -12.2176 | 1 | 2000
2017/12 | Sierra Leone | Port Loko | Loko Masama |  | Private Company | Loko Masama Financial Services Association (FSA) | financial service | stand-alone solar system | 900 |  | 8.6957 | -13.1064 | 1 | 900
2017/12 | Sierra Leone | Koinadugu | Wara wara yagala |  | Private Company | Kabala Community | bank | stand-alone solar system | 4000 |  | 9.5854 | -11.5506 | 1 | 4000
2017/12 | Sierra Leone | Port Loko | Koya |  | Private Company | Koya Financial Services Association (FSA) | financial service | stand-alone solar system | 900 |  | 8.4894 | -12.7577 | 1 | 900
2017/12 | Sierra Leone | Kambia | Mambolo |  | Private Company | Mambolo Financial Services Association (FSA) | financial service | stand-alone solar system | 900 |  | 8.9191 | -13.0358 | 1 | 900
2017/12 | Sierra Leone | Port Loko | Magbema |  | Private Company | Magbema Financial Services Association (FSA) | financial service | stand-alone solar system | 900 |  | 9.0078 | -12.9511 | 1 | 900
2017/12 | Sierra Leone | Kambia | Tonko linba |  | Private Company | Madina Community Bank | bank | stand-alone solar system | 1200 |  | 9.2899 | -12.6699 | 1 | 1200
2017/12 | Sierra Leone | Kambia | Tonko linba |  | Private Company | Tonko Limba Financial Services Association (FSA) | financial service | stand-alone solar system | 900 |  | 9.3929 | -12.5438 | 1 | 900
2017/12 | Sierra Leone | Kenema | Nongowa |  | Private Company | Gola Agriculture Radio station | radio station | stand-alone solar system | 4000 |  | 7.8792 | -11.1958 | 1 | 4000
2017/12 | Sierra Leone | Kailahun | Ngalauahunom |  | Private Company | Segbwema Community Bank | bank | stand-alone solar system | 2000 |  | 7.9977 | -10.9498 | 1 | 2000
2017/12 | Sierra Leone | Kailahun | Jamie |  | Private Company | Jamie Financial Services Association (FSA) | financial service | stand-alone solar system | 900 |  | 7.9904 | -10.8422 | 1 | 900
2017/12 | Sierra Leone | Kailahun | Opper Banbara |  | Private Company | Pendembu Community Bank | bank | stand-alone solar system | 1200 |  | 8.1002 | -10.6966 | 1 | 1200
2017/12 | Sierra Leone | Koinadugu | Sangbe |  | Private Company | Sengbe Financial Services Association (FSA) | financial service | stand-alone solar system | 900 |  | 9.5916 | -11.5564 | 1 | 900
2017/12 | Sierra Leone | Kenema | Nongowa |  | Private Company | Kafeibu construction | business | stand-alone solar system | 600 |  | 7.8797 | -11.1876 | 1 | 600
2017/12 | Sierra Leone | Kenema | Nongowa |  | Private Company | Climate change office | office | stand-alone solar system | 600 |  | 7.8924 | -11.1801 | 1 | 600
2017/12 | Sierra Leone | Kenema | Nongowa |  | Private Company | OVP Guest House | guest house | stand-alone solar system | 900 |  | 7.8897 | -11.1907 | 1 | 900
2017/12 | Sierra Leone | Kenema | Nongowa |  | Private Company | IRC Guest House | guest house | stand-alone solar system | 2000 |  | 7.8842 | -11.1912 | 1 | 2000
2017/12 | Liberia | Montserrado | Greater Monrovia | Total Liberia | EnDev | Total Rehab | filling station | stand-alone solar system | 1308 |  |  |  | 1 | 1308
2017/12 | Liberia | Montserrado | Greater Monrovia | Total Liberia | EnDev | Total Bye-pass | filling station | stand-alone solar system | 1308 |  |  |  | 1 | 1308
2017/12 | Liberia | Margibi | Mamba Kabah | Total Liberia | EnDev | Total RIA | filling station | stand-alone solar system | 1308 |  |  |  | 1 | 1308
2018/6 | Sierra Leone | Kenema | Kandulekpiama | Environmental Foundation for Africa, EU | Environmental Foundation for Africa | Gbado Community Charging Station | charging centre | stand-alone solar system | 720 | Rural Energy Activating Livelihoods |  |  | 1 | 720
2018/6 | Sierra Leone | Kenema | Dodo | Environmental Foundation for Africa, EU | Environmental Foundation for Africa | Dodo Community Charging Station | charging centre | stand-alone solar system | 720 | Rural Energy Activating Livelihoods |  |  | 1 | 720
2018/6 | Sierra Leone | Kenema | Lower Bambara | Environmental Foundation for Africa, EU | Environmental Foundation for Africa | Panguma Community Charging Station | charging centre | stand-alone solar system | 720 | Rural Energy Activating Livelihoods |  |  | 1 | 720
2018/6 | Sierra Leone | Kenema | Malegohun | Environmental Foundation for Africa, EU | Environmental Foundation for Africa | Massao Community Charging Station | charging centre | stand-alone solar system | 720 | Rural Energy Activating Livelihoods |  |  | 1 | 720
2018/6 | Sierra Leone | Kenema | Koya | Environmental Foundation for Africa, EU | Environmental Foundation for Africa | Boama Community Charging Station | charging centre | stand-alone solar system | 720 | Rural Energy Activating Livelihoods |  |  | 1 | 720
2018/6 | Sierra Leone | Kenema | Koya | Environmental Foundation for Africa, EU | Environmental Foundation for Africa | Mapuma Community Charging Station | charging centre | stand-alone solar system | 720 | Rural Energy Activating Livelihoods |  |  | 1 | 720
2018/6 | Sierra Leone | Kenema | Koya | Environmental Foundation for Africa, EU | Environmental Foundation for Africa | Mapuma | guest house | stand-alone solar system | 2000 | Rural Energy Activating Livelihoods |  |  | 1 | 2000
2018/6 | Sierra Leone | Kenema | Koya | Environmental Foundation for Africa, EU | Environmental Foundation for Africa | Giema Community Charging Station | charging centre | stand-alone solar system | 720 | Rural Energy Activating Livelihoods |  |  | 1 | 720
2018/6 | Sierra Leone | Kenema | Koya | Environmental Foundation for Africa, EU | Environmental Foundation for Africa | Nyandehun Community Charging Station | charging centre | stand-alone solar system | 720 | Rural Energy Activating Livelihoods |  |  | 1 | 720
2018/6 | Sierra Leone | Kenema | Guara | Environmental Foundation for Africa, EU | Environmental Foundation for Africa | Goru Community Charging Station | charging centre | stand-alone solar system | 720 | Rural Energy Activating Livelihoods |  |  | 1 | 720
2018/6 | Sierra Leone | Kenema | Tonkia | Environmental Foundation for Africa, EU | Environmental Foundation for Africa | Gegbwema Community Charging Station | charging centre | stand-alone solar system | 720 | Rural Energy Activating Livelihoods |  |  | 1 | 720
2018/6 | Sierra Leone | Kenema | Niawa | Environmental Foundation for Africa, EU | Environmental Foundation for Africa | Golahun Vaama Community Charging Station | charging centre | stand-alone solar system | 720 | Rural Energy Activating Livelihoods |  |  | 1 | 720
2018/6 | Sierra Leone | Kenema | Languarma | Environmental Foundation for Africa, EU | Environmental Foundation for Africa | Yabiama Community Charging Station | charging centre | stand-alone solar system | 720 | Rural Energy Activating Livelihoods |  |  | 1 | 720
2018/6 | Sierra Leone | Kenema | Koya | Environmental Foundation for Africa, EU | Environmental Foundation for Africa | Segbewema Community Charging Station | charging centre | stand-alone solar system | 720 | Rural Energy Activating Livelihoods |  |  | 1 | 720
2018/6 | Sierra Leone | Kailahun | Pejeh West | Environmental Foundation for Africa, EU | Environmental Foundation for Africa | Bunumbu Community Charging Station | charging centre | stand-alone solar system | 720 | Rural Energy Activating Livelihoods |  |  | 1 | 720
2018/6 | Sierra Leone | Kailahun | Yawei | Environmental Foundation for Africa, EU | Environmental Foundation for Africa | Bendu Community Charging Station | charging centre | stand-alone solar system | 720 | Rural Energy Activating Livelihoods |  |  | 1 | 720
2018/6 | Sierra Leone | Kailahun | Jawei | Environmental Foundation for Africa, EU | Environmental Foundation for Africa | Malema Community Charging Station | charging centre | stand-alone solar system | 720 | Rural Energy Activating Livelihoods |  |  | 1 | 720
2018/6 | Sierra Leone | Kailahun | Mandu | Environmental Foundation for Africa, EU | Environmental Foundation for Africa | Benduma Community Charging Station | charging centre | stand-alone solar system | 720 | Rural Energy Activating Livelihoods |  |  | 1 | 720
2018/6 | Sierra Leone | Kailahun | Malema | Environmental Foundation for Africa, EU | Environmental Foundation for Africa | Sakeyema Community Charging Station | charging centre | stand-alone solar system | 720 | Rural Energy Activating Livelihoods |  |  | 1 | 720
2018/6 | Sierra Leone | Kailahun | Upper Bambara | Environmental Foundation for Africa, EU | Environmental Foundation for Africa | Jojoma Community Charging Station | charging centre | stand-alone solar system | 720 | Rural Energy Activating Livelihoods |  |  | 1 | 720
2018/6 | Sierra Leone | Kailahun | Kissi Tongi | Environmental Foundation for Africa, EU | Environmental Foundation for Africa | Saima Community Charging Station | charging centre | stand-alone solar system | 720 | Rural Energy Activating Livelihoods |  |  | 1 | 720
2018/6 | Sierra Leone | Kailahun | Kissi Teng | Environmental Foundation for Africa, EU | Environmental Foundation for Africa | Buedu Community Charging Station | charging centre | stand-alone solar system | 720 | Rural Energy Activating Livelihoods |  |  | 1 | 720
2018/6 | Sierra Leone | Kailahun | Luawa | Environmental Foundation for Africa, EU | Environmental Foundation for Africa | Koindu (Radio Moa) | radio station | stand-alone solar system | 2000 | Rural Energy Activating Livelihoods |  |  | 1 | 2000
2018/6 | Sierra Leone | Kono | Nimikoro | Environmental Foundation for Africa, EU | Environmental Foundation for Africa | Jaima Community Charging Station | charging centre | stand-alone solar system | 720 | Rural Energy Activating Livelihoods |  |  | 1 | 720
2018/6 | Sierra Leone | Kono | Nimikoro | Environmental Foundation for Africa, EU | Environmental Foundation for Africa | Yengema Community Charging Station | charging centre | stand-alone solar system | 720 | Rural Energy Activating Livelihoods |  |  | 1 | 720
2018/6 | Sierra Leone | Kono | Sandor | Environmental Foundation for Africa, EU | Environmental Foundation for Africa | Yormadu Community Charging Station | charging centre | stand-alone solar system | 720 | Rural Energy Activating Livelihoods |  |  | 1 | 720
2018/6 | Sierra Leone | Kono | Sandor | Environmental Foundation for Africa, EU | Environmental Foundation for Africa | Kaiyema Community Charging Station | charging centre | stand-alone solar system | 720 | Rural Energy Activating Livelihoods |  |  | 1 | 720
2018/6 | Sierra Leone | Kono | Kamara | Environmental Foundation for Africa, EU | Environmental Foundation for Africa | Tombodu Community Charging Station | charging centre | stand-alone solar system | 720 | Rural Energy Activating Livelihoods |  |  | 1 | 720
2018/6 | Sierra Leone | Kono | Sao | Environmental Foundation for Africa, EU | Environmental Foundation for Africa | Manjama Community Charging Station | charging centre | stand-alone solar system | 720 | Rural Energy Activating Livelihoods |  |  | 1 | 720
2018/6 | Sierra Leone | Kono | Gbane Kandor | Environmental Foundation for Africa, EU | Environmental Foundation for Africa | Koardu Community Charging Station | charging centre | stand-alone solar system | 720 | Rural Energy Activating Livelihoods |  |  | 1 | 720
2018/6 | Sierra Leone | Kono | Gbane | Environmental Foundation for Africa, EU | Environmental Foundation for Africa | Ngandorhun Community Charging Station | charging centre | stand-alone solar system | 720 | Rural Energy Activating Livelihoods |  |  | 1 | 720
2018/6 | Sierra Leone | Pujehun | Barri Barri | Environmental Foundation for Africa, EU | Environmental Foundation for Africa | Potoru Vaama Community Charging Station | charging centre | stand-alone solar system | 720 | Rural Energy Activating Livelihoods |  |  | 1 | 720
2018/6 | Sierra Leone | Pujehun | Barri Barri | Environmental Foundation for Africa, EU | Environmental Foundation for Africa | Nainiahun Community Charging Station | charging centre | stand-alone solar system | 720 | Rural Energy Activating Livelihoods |  |  | 1 | 720
2018/6 | Sierra Leone | Pujehun | Barri Barri | Environmental Foundation for Africa, EU | Environmental Foundation for Africa | Nainiahun Community Charging Station | charging centre | stand-alone solar system | 720 | Rural Energy Activating Livelihoods |  |  | 1 | 720
2018/6 | Sierra Leone | Pujehun | Barri | Environmental Foundation for Africa, EU | Environmental Foundation for Africa | Kambama Community Charging Station | charging centre | stand-alone solar system | 720 | Rural Energy Activating Livelihoods |  |  | 1 | 720
2018/6 | Sierra Leone | Pujehun | Barri | Environmental Foundation for Africa, EU | Environmental Foundation for Africa | Jene Community Charging Station | charging centre | stand-alone solar system | 720 | Rural Energy Activating Livelihoods |  |  | 1 | 720
2018/6 | Sierra Leone | Pujehun | Barri | Environmental Foundation for Africa, EU | Environmental Foundation for Africa | Boama Community Charging Station | charging centre | stand-alone solar system | 720 | Rural Energy Activating Livelihoods |  |  | 1 | 720
2018/6 | Sierra Leone | Pujehun | Barri | Environmental Foundation for Africa, EU | Environmental Foundation for Africa | Sahun Community Charging Station | charging centre | stand-alone solar system | 720 | Rural Energy Activating Livelihoods |  |  | 1 | 720
2018/6 | Sierra Leone | Bombali |  |  | Private Company | DAMSEL Business Centre | business | stand-alone solar system | 2500 |  | 8.8387 | -12.030240 | 1 | 2500
2018/6 | Sierra Leone | Bombali |  | National Protected Area Authority (NPAA), GEF, World Bank | Private Company | Samaya Solar Charging Centre | charging centre | stand-alone solar system | 230 | Biodiversity Conservation Project | 9.5117 | -12.3949 | 1 | 230
2018/6 | Sierra Leone | Bombali |  | National Protected Area Authority (NPAA), GEF, World Bank | Private Company | Ganya Solar Charging Centre | charging centre | stand-alone solar system | 230 | Biodiversity Conservation Project | 9.627 | -12.4681 | 1 | 230
2018/6 | Sierra Leone | Bombali |  | National Protected Area Authority (NPAA), GEF, World Bank | Private Company | Samaya Solar Charging Centre | charging centre | stand-alone solar system | 230 | Biodiversity Conservation Project | 9.5115 | -12.3948 | 1 | 230
2018/6 | Sierra Leone | Bombali |  | National Protected Area Authority (NPAA), GEF, World Bank | Private Company | Kunba Solar Charging Centre | charging centre | stand-alone solar system | 230 | Biodiversity Conservation Project | 9.662 | -12.4232 | 1 | 230
2018/6 | Sierra Leone | Bombali |  | National Protected Area Authority (NPAA), GEF, World Bank | Private Company | Ferekuray Solar Charging Centre | charging centre | stand-alone solar system | 230 | Biodiversity Conservation Project | 9.8652 | -12.4051 | 1 | 230
2018/6 | Sierra Leone | Bombali |  | National Protected Area Authority (NPAA), GEF, World Bank | Private Company | Sanya Solar Charging Centre | charging centre | stand-alone solar system | 230 | Biodiversity Conservation Project | 9.8355 | -12.3795 | 1 | 230
2018/6 | Sierra Leone | Bombali |  | National Protected Area Authority (NPAA), GEF, World Bank | Private Company | Moreia Solar Charging Centre | charging centre | stand-alone solar system | 230 | Biodiversity Conservation Project | 9.8537 | -12.2785 | 1 | 230
2018/6 | Sierra Leone | Bombali |  | National Protected Area Authority (NPAA), GEF, World Bank | Private Company | Koto Solar Charging Centre | charging centre | stand-alone solar system | 230 | Biodiversity Conservation Project | 9.6632 | -12.1866 | 1 | 230
2018/6 | Sierra Leone | Bombali |  | National Protected Area Authority (NPAA), GEF, World Bank | Private Company | Gbereia Charging Centre | charging centre | stand-alone solar system | 230 | Biodiversity Conservation Project | 9.8146 | -12.1271 | 1 | 230
2018/6 | Sierra Leone | Kambia |  | National Protected Area Authority (NPAA), GEF, World Bank | Private Company | Kamasasa Solar Charging Centre | charging centre | stand-alone solar system | 230 | Biodiversity Conservation Project | 9.3962 | -12.5418 | 1 | 230
2018/6 | Sierra Leone | Bombali |  | National Protected Area Authority (NPAA), GEF, World Bank | Private Company | Kassankorie Solar Charging Centre | charging centre | stand-alone solar system | 230 | Biodiversity Conservation Project | 9.6217 | -12.0642 | 1 | 230
2018/6 | Sierra Leone | Kambia |  | National Protected Area Authority (NPAA), GEF, World Bank | Private Company | Gbalamuya Solar Charging Centre | charging centre | stand-alone solar system | 460 | Biodiversity Conservation Project | 9.1739 | -12.9577 | 1 | 460
2018/6 | Sierra Leone | Western Urban | Freetown | Bank of Sierra Leone | Private Company | Bank of Freetown | bank | stand-alone solar system | 20000 |  |  |  | 1 | 20000
2018/6 | Sierra Leone | Kenema |  | Bank of Sierra Leone | Private Company | Bank of Freetown | bank | stand-alone solar system | 12500 |  |  |  | 1 | 12500
2018/6 | Sierra Leone | Kenema |  | Bank of Sierra Leone | Private Company | Bank of Freetown | bank | stand-alone solar system | 9400 |  |  |  | 1 | 9400
2018/6 | Liberia | River Gee | Gbeapo | ECOWAS |  | Ecowas Guest House | guest house | stand-alone solar system | 200 |  | 5.235166666666667 | -8.012316666666667 | 1 | 200
[13 empty] | TOTAL Watt installed | 300069
=300kW